## 1_BOQ
BILL OF QUANTITIES — UNIT PRICE SCHEDULE (Direct Cost · Margin · Contingency · Total)
Tower X ¦ 173 items, 18 disciplines ¦ Direct cost from Estimate Datasheet ¦ Margin 20–25% · Contingency 5–10% ¦ June 2026
BOQ ITEM |  |  |  |  | DIRECT COST |  | MARGIN |  | CONTINGENCY |  | TOTAL (Direct+Indirect+Margin+Cont) |  | REF
Sec | Item Ref | Description | Unit | Quantity | Direct+Indirect Unit Cost (AED) | Direct+Indirect Amount (AED) | Margin % | Margin Amount (AED) | Cont % | Contingency Amount (AED) | TOTAL Unit Price (AED) | TOTAL Amount (AED) | Norm Ref
SECTION 1 — CIVIL WORKS — Demolition, Earthworks & Piling
1 | 1.01 | Demolition: break out RC slab 150-200mm | m² | 500 | 209.8594 | 104929.7143 | 22 | 23084.5371 | 8 | 8394.3771 | 272.8173 | 136408.6286 | CIV-DEMO-01
1 | 1.02 | Demolition: break out mass concrete footings | m³ | 80 | 1144.4375 | 91555 | 22 | 20142.1 | 8 | 7324.4 | 1487.7687 | 119021.5 | CIV-DEMO-02
1 | 1.03 | Soft strip internal finishes (plaster, tiles, joinery) | m² | 1200 | 51.4942 | 61793 | 22 | 13594.46 | 8 | 4943.44 | 66.9424 | 80330.9 | CIV-DEMO-03
1 | 1.04 | Saw-cut RC slab 200mm depth | lin.m | 80 | 87.4375 | 6995 | 22 | 1538.9 | 8 | 559.6 | 113.6688 | 9093.5 | CIV-DEMO-04
1 | 1.05 | Bulk excavation in medium ground | m³ | 5800 | 22.4995 | 130497.1429 | 22 | 28709.3714 | 8 | 10439.7714 | 29.2494 | 169646.2857 | CIV-ERTH-01
1 | 1.06 | Reduced level excavation (trim to formation) | m³ | 1200 | 21.9608 | 26353 | 22 | 5797.66 | 8 | 2108.24 | 28.5491 | 34258.9 | CIV-ERTH-03
1 | 1.07 | Excavation for pad/strip foundations by machine | m³ | 640 | 113.3156 | 72522 | 22 | 15954.84 | 8 | 5801.76 | 147.3103 | 94278.6 | CIV-ERTH-05
1 | 1.08 | Backfill and compact, imported granular fill | m³ | 1850 | 37.5683 | 69501.4375 | 22 | 15290.3162 | 8 | 5560.115 | 48.8388 | 90351.8688 | CIV-ERTH-06
1 | 1.09 | Backfill using excavated spoil (suitable material) | m³ | 980 | 29.2814 | 28695.7333 | 22 | 6313.0613 | 8 | 2295.6587 | 38.0658 | 37304.4533 | CIV-ERTH-07
1 | 1.10 | Bored piles 450mm dia 12m depth (cast in-situ) | Pile | 64 | 40170.401 | 2570905.6667 | 22 | 565599.2467 | 8 | 205672.4533 | 52221.5214 | 3342177.3667 | CIV-PILE-01
1 | 1.11 | Bored piles 600mm dia 18m depth | Pile | 24 | 324744.1667 | 7793860 | 22 | 1714649.2 | 8 | 623508.8 | 422167.4167 | 10132018 | CIV-PILE-02
SECTION 1 SUBTOTAL | [5 empty] | 10957607.6946 |  | 2410673.6928 |  | 876608.6156 |  | 14244890.003
SECTION 2 — STRUCTURAL WORKS — Concrete, Formwork, Rebar & Steel
2 | 2.01 | Blinding concrete C15, 50mm under raft | m² | 1400 | 69.5708 | 97399.0625 | 22 | 21427.7938 | 8 | 7791.925 | 90.442 | 126618.7812 | STR-CON-01
2 | 2.02 | Raft foundation concrete C35/45, 400-600mm | m³ | 1250 | 870.5615 | 1088201.8333 | 22 | 239404.4033 | 8 | 87056.1467 | 1131.7299 | 1414662.3833 | STR-CON-03
2 | 2.03 | Ground-bearing slab C30/37, 150mm power float | m² | 1400 | 250.3382 | 350473.5455 | 22 | 77104.18 | 8 | 28037.8836 | 325.4397 | 455615.6091 | STR-CON-11
2 | 2.04 | Columns concrete C40/50 all heights | m³ | 980 | 1364.2804 | 1336994.8 | 22 | 294138.856 | 8 | 106959.584 | 1773.5645 | 1738093.24 | STR-CON-05
2 | 2.05 | Structural concrete wall C35/45, 200mm | m³ | 480 | 1459.6625 | 700638 | 22 | 154140.36 | 8 | 56051.04 | 1897.5612 | 910829.4 | STR-CON-07
2 | 2.06 | Suspended slab concrete C35/45, flat plate 200mm | m³ | 3850 | 1122.5931 | 4321983.5 | 22 | 950836.37 | 8 | 345758.68 | 1459.3711 | 5618578.55 | STR-CON-09
2 | 2.07 | Staircase flight concrete C35/45 | m³ | 95 | 1775.1 | 168634.5 | 22 | 37099.59 | 8 | 13490.76 | 2307.63 | 219224.85 | STR-CON-12
2 | 2.08 | Formwork to edges of raft / pad footings | m² | 1850 | 318.6999 | 589594.8 | 22 | 129710.856 | 8 | 47167.584 | 414.3099 | 766473.24 | STR-FWK-01
2 | 2.09 | Column formwork, rectangular proprietary system | m² | 5200 | 228.0047 | 1185624.5 | 22 | 260837.39 | 8 | 94849.96 | 296.4061 | 1541311.85 | STR-FWK-03
2 | 2.10 | Wall formwork, straight proprietary panel | m² | 2400 | 249.7463 | 599391 | 22 | 131866.02 | 8 | 47951.28 | 324.6701 | 779208.3 | STR-FWK-05
2 | 2.11 | Slab soffit formwork, flat plate (prop system) | m² | 21500 | 181.8016 | 3908735 | 22 | 859921.7 | 8 | 312698.8 | 236.3421 | 5081355.5 | STR-FWK-07
2 | 2.12 | Rebar B500 — raft foundations | Tonne | 125 | 17083.9609 | 2135495.1111 | 22 | 469808.9244 | 8 | 170839.6089 | 22209.1492 | 2776143.6444 | STR-RBR-01
2 | 2.13 | Rebar B500 — columns | Tonne | 196 | 25700.5153 | 5037301 | 22 | 1108206.22 | 8 | 402984.08 | 33410.6699 | 6548491.3 | STR-RBR-02
2 | 2.14 | Rebar B500 — suspended slabs | Tonne | 578 | 13797.0712 | 7974707.1818 | 22 | 1754435.58 | 8 | 637976.5745 | 17936.1926 | 10367119.3364 | STR-RBR-03
2 | 2.15 | Rebar B500 — walls and cores | Tonne | 96 | 24308.0417 | 2333572 | 22 | 513385.84 | 8 | 186685.76 | 31600.4542 | 3033643.6 | STR-RBR-04
2 | 2.16 | Welded mesh A393 supply and fix | m² | 1400 | 103.646 | 145104.3818 | 22 | 31922.964 | 8 | 11608.3505 | 134.7398 | 188635.6964 | STR-RBR-06
2 | 2.17 | Structural steel columns fabricate, supply, erect | Tonne | 55 | 66113.2818 | 3636230.5 | 22 | 799970.71 | 8 | 290898.44 | 85947.2664 | 4727099.65 | STR-STL-01
2 | 2.18 | Structural steel beams fabricate, supply, erect | Tonne | 38 | 45916.2632 | 1744818 | 22 | 383859.96 | 8 | 139585.44 | 59691.1421 | 2268263.4 | STR-STL-02
SECTION 2 SUBTOTAL | [5 empty] | 37354898.716 |  | 8218077.7175 |  | 2988391.8973 |  | 48561368.3308
SECTION 3 — ARCHITECTURAL FINISHES — Masonry, Plaster, Screed, Waterproofing, Tiling, Paint
3 | 3.01 | Concrete blockwork 200mm solid, internal walls | m² | 5400 | 637.9021 | 3444671.2 | 20 | 688934.24 | 7 | 241126.984 | 810.1356 | 4374732.424 | ARC-MAS-01
3 | 3.02 | Concrete blockwork 100mm partition walls | m² | 3200 | 482.2604 | 1543233.3778 | 20 | 308646.6756 | 7 | 108026.3364 | 612.4707 | 1959906.3898 | ARC-MAS-02
3 | 3.03 | Lightweight AAC blockwork 200mm | m² | 1800 | 419.2139 | 754585 | 20 | 150917 | 7 | 52820.95 | 532.4016 | 958322.95 | ARC-MAS-03
3 | 3.04 | Facing brickwork, stretcher bond (external feature) | m² | 480 | 1742.664 | 836478.7333 | 20 | 167295.7467 | 7 | 58553.5113 | 2213.1833 | 1062327.9913 | ARC-MAS-04
3 | 3.05 | Gypsum plaster 2-coat 12mm walls | m² | 9200 | 330.1679 | 3037544.5556 | 20 | 607508.9111 | 7 | 212628.1189 | 419.3132 | 3857681.5856 | ARC-PLST-01
3 | 3.06 | Sand-cement render 15mm external walls | m² | 1850 | 466.1855 | 862443.25 | 20 | 172488.65 | 7 | 60371.0275 | 592.0556 | 1095302.9275 | ARC-PLST-02
3 | 3.07 | Gypsum plaster to soffits 10mm overhead | m² | 4800 | 597.5571 | 2868274 | 20 | 573654.8 | 7 | 200779.18 | 758.8975 | 3642707.98 | ARC-PLST-03
3 | 3.08 | Bituminous sheet membrane 2-layer (Type 3+4) | m² | 1950 | 280.2338 | 546456 | 20 | 109291.2 | 7 | 38251.92 | 355.897 | 693999.12 | ARC-WTPR-01
3 | 3.09 | Liquid PU membrane 2 coats | m² | 650 | 143.5529 | 93309.4 | 20 | 18661.88 | 7 | 6531.658 | 182.3122 | 118502.938 | ARC-WTPR-02
3 | 3.10 | Waterproofing wet-area floors and walls | m² | 1200 | 238.3425 | 286011 | 20 | 57202.2 | 7 | 20020.77 | 302.695 | 363233.97 | ARC-WTPR-04
3 | 3.11 | Sand-cement screed 65mm unbonded | m² | 5200 | 359.6335 | 1870094.2727 | 20 | 374018.8545 | 7 | 130906.5991 | 456.7346 | 2375019.7264 | ARC-SCRZ-01
3 | 3.12 | Sand-cement screed 40mm bonded | m² | 2800 | 198.5196 | 555855 | 20 | 111171 | 7 | 38909.85 | 252.1199 | 705935.85 | ARC-SCRZ-02
3 | 3.13 | Self-levelling compound 5-10mm | m² | 1800 | 61.0967 | 109974 | 20 | 21994.8 | 7 | 7698.18 | 77.5928 | 139666.98 | ARC-SCRZ-03
3 | 3.14 | Ceramic floor tiles 300×300mm | m² | 3200 | 677.8261 | 2169043.6667 | 20 | 433808.7333 | 7 | 151833.0567 | 860.8392 | 2754685.4567 | ARC-TILE-01
3 | 3.15 | Porcelain floor tiles 600×600mm (feature) | m² | 1100 | 1024.827 | 1127309.7143 | 20 | 225461.9429 | 7 | 78911.68 | 1301.5303 | 1431683.3371 | ARC-TILE-02
3 | 3.16 | Ceramic wall tiles 200×300mm | m² | 2400 | 483.9121 | 1161389 | 20 | 232277.8 | 7 | 81297.23 | 614.5683 | 1474964.03 | ARC-TILE-03
3 | 3.17 | Emulsion paint 2 coats internal walls | m² | 9200 | 92.539 | 851358.7429 | 20 | 170271.7486 | 7 | 59595.112 | 117.5245 | 1081225.6034 | ARC-PAINT-01
3 | 3.18 | Textured external masonry paint 2 coats | m² | 1850 | 180.5332 | 333986.3889 | 20 | 66797.2778 | 7 | 23379.0472 | 229.2771 | 424162.7139 | ARC-PAINT-03
SECTION 3 SUBTOTAL | [5 empty] | 22452017.3021 |  | 4490403.4604 |  | 1571641.2111 |  | 28514061.9737
SECTION 4 — FACADE & ENVELOPE — Curtain Wall, ACP Cladding, Glazing, Sealing
4 | 4.01 | Stick system aluminium curtain wall | m² | 2200 | 2601.4975 | 5723294.5 | 25 | 1430823.625 | 10 | 572329.45 | 3512.0216 | 7726447.575 | FAC-CURTW-01
4 | 4.02 | Unitised curtain wall system | m² | 850 | 4899.1243 | 4164255.6667 | 25 | 1041063.9167 | 10 | 416425.5667 | 6613.8178 | 5621745.15 | FAC-CURTW-02
4 | 4.03 | ACP cladding 4mm, aluminium sub-frame | m² | 780 | 660.2978 | 515032.25 | 25 | 128758.0625 | 10 | 51503.225 | 891.402 | 695293.5375 | FAC-CLAD-01
4 | 4.04 | Natural stone cladding granite 600×400×30mm | m² | 320 | 2266.2611 | 725203.56 | 25 | 181300.89 | 10 | 72520.356 | 3059.4525 | 979024.806 | FAC-CLAD-02
4 | 4.05 | Terracotta rainscreen panel cladding | m² | 480 | 1445.0917 | 693644 | 25 | 173411 | 10 | 69364.4 | 1950.8737 | 936419.4 | FAC-CLAD-03
4 | 4.06 | Structural glazing silicone-fixed external | m² | 380 | 1794.4215 | 681880.16 | 25 | 170470.04 | 10 | 68188.016 | 2422.469 | 920538.216 | FAC-GLS-01
4 | 4.07 | Facade movement joint sealant PU/silicone | lin.m | 850 | 222.6514 | 189253.6667 | 25 | 47313.4167 | 10 | 18925.3667 | 300.5794 | 255492.45 | FAC-SEAL-01
SECTION 4 SUBTOTAL | [5 empty] | 12692563.8033 |  | 3173140.9508 |  | 1269256.3803 |  | 17134961.1345
SECTION 5 — FALSE CEILINGS & BULKHEADS — PB, Grid, Specialist, Bulkheads
5 | 5.01 | Plasterboard ceiling 12.5mm single layer on metal grid | m² | 6800 | 381.0632 | 2591230 | 20 | 518246 | 7 | 181386.1 | 483.9503 | 3290862.1 | CLG-GYP-01
5 | 5.02 | Plasterboard ceiling double layer fire-rated 60 min | m² | 2400 | 465.2813 | 1116675.2 | 20 | 223335.04 | 7 | 78167.264 | 590.9073 | 1418177.504 | CLG-GYP-02
5 | 5.03 | Skim coat and paint to plasterboard ceiling | m² | 9200 | 254.3633 | 2340142.4545 | 20 | 468028.4909 | 7 | 163809.9718 | 323.0414 | 2971980.9173 | CLG-GYP-03
5 | 5.04 | Suspended T-bar grid 600×600mm module | m² | 4200 | 273.04 | 1146768 | 20 | 229353.6 | 7 | 80273.76 | 346.7608 | 1456395.36 | CLG-GRID-01
5 | 5.05 | Mineral fibre tile 600×600×15mm lay in grid | m² | 4200 | 147.3636 | 618927 | 20 | 123785.4 | 7 | 43324.89 | 187.1517 | 786037.29 | CLG-GRID-02
5 | 5.06 | Perforated metal tile 600×600mm acoustic | m² | 1600 | 193.7636 | 310021.7778 | 20 | 62004.3556 | 7 | 21701.5244 | 246.0798 | 393727.6578 | CLG-GRID-03
5 | 5.07 | Linear aluminium strip ceiling 100mm wide | m² | 850 | 605.1813 | 514404.1 | 20 | 102880.82 | 7 | 36008.287 | 768.5802 | 653293.207 | CLG-SPEC-01
5 | 5.08 | Stretched fabric ceiling system | m² | 480 | 841.5838 | 403960.2 | 20 | 80792.04 | 7 | 28277.214 | 1068.8114 | 513029.454 | CLG-SPEC-02
5 | 5.09 | Plasterboard bulkhead concealing beam drop | lin.m | 1850 | 406.1828 | 751438.1667 | 20 | 150287.6333 | 7 | 52600.6717 | 515.8521 | 954326.4717 | CLG-BULK-01
5 | 5.10 | MDF bulkhead joinery grade router detail | lin.m | 480 | 527.1271 | 253021 | 20 | 50604.2 | 7 | 17711.47 | 669.4514 | 321336.67 | CLG-BULK-02
5 | 5.11 | GRC precast ornamental cornice 100-200mm projection | lin.m | 380 | 362.5489 | 137768.6 | 20 | 27553.72 | 7 | 9643.802 | 460.4372 | 174966.122 | CLG-BULK-03
5 | 5.12 | Ceiling access panel 600×600mm plasterboard flush | No. | 85 | 527.3529 | 44825 | 20 | 8965 | 7 | 3137.75 | 669.7382 | 56927.75 | CLG-BULK-04
SECTION 5 SUBTOTAL | [5 empty] | 10229181.499 |  | 2045836.2998 |  | 716042.7049 |  | 12991060.5037
SECTION 6 — INSULATION & ACOUSTIC — Wall, Ceiling, Floor, Acoustic, Tiling Systems
6 | 6.01 | PIR board 75mm rigid internal wall insulation | m² | 6500 | 176.954 | 1150201 | 20 | 230040.2 | 7 | 80514.07 | 224.7316 | 1460755.27 | INS-WALL-01
6 | 6.02 | Mineral wool batt 100mm in stud wall cavity | m² | 3200 | 130.8655 | 418769.6 | 20 | 83753.92 | 7 | 29313.872 | 166.1992 | 531837.392 | INS-WALL-02
6 | 6.03 | Spray polyurethane foam insulation 100mm | m² | 1200 | 205.1517 | 246182 | 20 | 49236.4 | 7 | 17232.74 | 260.5426 | 312651.14 | INS-WALL-03
6 | 6.04 | Blown mineral wool ceiling void 150mm | m² | 5200 | 98.2323 | 510807.8571 | 20 | 102161.5714 | 7 | 35756.55 | 124.755 | 648725.9786 | INS-CEIL-01
6 | 6.05 | PIR board 50mm above suspended ceiling | m² | 4200 | 110.46 | 463932 | 20 | 92786.4 | 7 | 32475.24 | 140.2842 | 589193.64 | INS-CEIL-02
6 | 6.06 | XPS 50mm under screed floor insulation | m² | 5200 | 73.3753 | 381551.4444 | 20 | 76310.2889 | 7 | 26708.6011 | 93.1866 | 484570.3344 | INS-FLOOR-01
6 | 6.07 | Acoustic resilient bar system to stud wall | m² | 1800 | 272.6622 | 490792 | 20 | 98158.4 | 7 | 34355.44 | 346.281 | 623305.84 | INS-ACST-01
6 | 6.08 | Full bathroom tiling system: WP membrane + wall tiles | m² | 2400 | 739.5046 | 1774811 | 20 | 354962.2 | 7 | 124236.77 | 939.1708 | 2254009.97 | INS-TILE-01
6 | 6.09 | Full bathroom tiling system: screed + WP + floor tiles | m² | 1800 | 1492.2063 | 2685971.4286 | 20 | 537194.2857 | 7 | 188018 | 1895.1021 | 3411183.7143 | INS-TILE-02
SECTION 6 SUBTOTAL | [5 empty] | 8123018.3302 |  | 1624603.666 |  | 568611.2831 |  | 10316233.2793
SECTION 7 — MECHANICAL WORKS — HVAC, Ductwork, Pipework, Fire Suppression
7 | 7.01 | Fan coil unit 4-pipe ceiling concealed supply/install | No. | 145 | 4559.6069 | 661143 | 25 | 165285.75 | 10 | 66114.3 | 6155.4693 | 892543.05 | MEC-HVAC-01
7 | 7.02 | Rectangular GI ductwork 0-0.5m² section | m | 2800 | 422.4625 | 1182895 | 25 | 295723.75 | 10 | 118289.5 | 570.3244 | 1596908.25 | MEC-DUCT-01
7 | 7.03 | Rectangular GI ductwork 0.5-1.5m² section | m | 850 | 807.9467 | 686754.6875 | 25 | 171688.6719 | 10 | 68675.4688 | 1090.728 | 927118.8281 | MEC-DUCT-02
7 | 7.04 | Duct insulation closed-cell foam 25mm wrap | m² | 4200 | 138.1079 | 580053.04 | 25 | 145013.26 | 10 | 58005.304 | 186.4456 | 783071.604 | MEC-DUCT-05
7 | 7.05 | Chilled water pipework black steel ERW 50mm | m | 2200 | 669.7232 | 1473391 | 25 | 368347.75 | 10 | 147339.1 | 904.1263 | 1989077.85 | MEC-PIPE-01
7 | 7.06 | UPVC drainage pipework 110mm dia in slab | m | 1400 | 390.8479 | 547187 | 25 | 136796.75 | 10 | 54718.7 | 527.6446 | 738702.45 | MEC-PIPE-03
7 | 7.07 | Copper pipe 22mm cold/hot water supply | m | 1850 | 237.9821 | 440266.9333 | 25 | 110066.7333 | 10 | 44026.6933 | 321.2759 | 594360.36 | MEC-PIPE-04
SECTION 7 SUBTOTAL | [5 empty] | 5571690.6608 |  | 1392922.6652 |  | 557169.0661 |  | 7521782.3921
SECTION 8 — FIREFIGHTING SYSTEMS — Sprinkler, Hose Reels, Gas Suppression
8 | 8.01 | Wet sprinkler pipe black steel SCH10 25mm | m | 4200 | 261.7552 | 1099372 | 22 | 241861.84 | 8 | 87949.76 | 340.2818 | 1429183.6 | FFE-SPPK-01
8 | 8.02 | Wet sprinkler pipe black steel SCH10 50mm main | m | 850 | 597.6179 | 507975.2 | 22 | 111754.544 | 8 | 40638.016 | 776.9032 | 660367.76 | FFE-SPPK-02
8 | 8.03 | Concealed pendant sprinkler head supply and fix | No. | 580 | 119.2672 | 69175 | 22 | 15218.5 | 8 | 5534 | 155.0474 | 89927.5 | FFE-SPPK-03
8 | 8.04 | Sprinkler pump set diesel+electric duty/standby | No. | 1 | 310026 | 310026 | 22 | 68205.72 | 8 | 24802.08 | 403033.8 | 403033.8 | FFE-SPPK-04
8 | 8.05 | Hose reel cabinet 30m supply and install | No. | 32 | 4219.9062 | 135037 | 22 | 29708.14 | 8 | 10802.96 | 5485.8781 | 175548.1 | FFE-HREEL-01
8 | 8.06 | Landing valve wet riser 65mm outlet | No. | 18 | 3467.2222 | 62410 | 22 | 13730.2 | 8 | 4992.8 | 4507.3889 | 81133 | FFE-HREEL-02
8 | 8.07 | CO2 clean agent total flooding system per zone | zone | 3 | 513446 | 1540338 | 22 | 338874.36 | 8 | 123227.04 | 667479.8 | 2002439.4 | FFE-FOAM-01
SECTION 8 SUBTOTAL | [5 empty] | 3724333.2 |  | 819353.304 |  | 297946.656 |  | 4841633.16
SECTION 9 — FIRE ALARM SYSTEMS — Detectors, MCP, Panels, Cabling, Commissioning
9 | 9.01 | Optical smoke detector EN 54-7 supply and fix | No. | 580 | 200.9506 | 116551.3333 | 22 | 25641.2933 | 8 | 9324.1067 | 261.2357 | 151516.7333 | FAL-DET-01
9 | 9.02 | Rate-of-rise heat detector EN 54-5 | No. | 120 | 200.95 | 24114 | 22 | 5305.08 | 8 | 1929.12 | 261.235 | 31348.2 | FAL-DET-02
9 | 9.03 | Manual call point break-glass EN 54-11 | No. | 65 | 320.8365 | 20854.375 | 22 | 4587.9625 | 8 | 1668.35 | 417.0875 | 27110.6875 | FAL-DET-03
9 | 9.04 | Sounder/strobe combined EN 54-3/23 | No. | 95 | 330.8421 | 31430 | 22 | 6914.6 | 8 | 2514.4 | 430.0947 | 40859 | FAL-DET-04
9 | 9.05 | Addressable FACP 2-8 loop supply and install | No. | 4 | 180225.25 | 720901 | 22 | 158598.22 | 8 | 57672.08 | 234292.825 | 937171.3 | FAL-PANEL-01
9 | 9.06 | Fire-rated cable 1.5mm² 2C+E in conduit pull | m | 4800 | 178.8192 | 858332.2 | 22 | 188833.084 | 8 | 68666.576 | 232.465 | 1115831.86 | FAL-CABLE-01
9 | 9.07 | Fire alarm system commissioning per floor | floor | 6 | 32960.1667 | 197761 | 22 | 43507.42 | 8 | 15820.88 | 42848.2167 | 257089.3 | FAL-INTG-01
SECTION 9 SUBTOTAL | [5 empty] | 1969943.9083 |  | 433387.6598 |  | 157595.5127 |  | 2560927.0808
SECTION 10 — GAS SYSTEMS — Natural Gas Pipework, PRV Station, LPG Tanks
10 | 10.01 | Black steel gas pipe ERW 25mm concealed | m | 380 | 295.2323 | 112188.2667 | 22 | 24681.4187 | 8 | 8975.0613 | 383.802 | 145844.7467 | GAS-NAT-01
10 | 10.02 | Gas pipe 50mm dia main distribution surface | m | 120 | 480.4983 | 57659.8 | 22 | 12685.156 | 8 | 4612.784 | 624.6478 | 74957.74 | GAS-NAT-02
10 | 10.03 | Gas meter compartment PRV station supply/install | No. | 2 | 75099.5 | 150199 | 22 | 33043.78 | 8 | 12015.92 | 97629.35 | 195258.7 | GAS-NAT-03
10 | 10.04 | Gas isolation valve ball valve supply/install | No. | 24 | 332.7167 | 7985.2 | 22 | 1756.744 | 8 | 638.816 | 432.5317 | 10380.76 | GAS-NAT-04
10 | 10.05 | LPG bulk storage tank 5000-20000L supply/install | No. | 2 | 459248.5 | 918497 | 22 | 202069.34 | 8 | 73479.76 | 597023.05 | 1194046.1 | GAS-LPG-01
SECTION 10 SUBTOTAL | [5 empty] | 1246529.2667 |  | 274236.4387 |  | 99722.3413 |  | 1620488.0467
SECTION 11 — ELECTRICAL WORKS — LV Distribution, Cabling, Containment, Lighting, ELV
11 | 11.01 | LV distribution board supply and install | No. | 22 | 41384.8636 | 910467 | 25 | 227616.75 | 10 | 91046.7 | 55869.5659 | 1229130.45 | ELE-LV-01
11 | 11.02 | Power cable 16mm² 3-core XLPE pull and terminate | m | 6800 | 201.1178 | 1367601.3333 | 25 | 341900.3333 | 10 | 136760.1333 | 271.5091 | 1846261.8 | ELE-LV-02
11 | 11.03 | GS trunking 150×100mm supply and fix | m | 3400 | 206.6331 | 702552.4444 | 25 | 175638.1111 | 10 | 70255.2444 | 278.9546 | 948445.8 | ELE-LV-03
11 | 11.04 | LED recessed 600×600mm panel supply/fix/wire | No. | 680 | 381.3848 | 259341.6667 | 25 | 64835.4167 | 10 | 25934.1667 | 514.8695 | 350111.25 | ELE-LTG-01
SECTION 11 SUBTOTAL | [5 empty] | 3239962.4444 |  | 809990.6111 |  | 323996.2444 |  | 4373949.3
SECTION 12 — COMMUNICATION SYSTEMS — Data, Wi-Fi, Telephone, PA, AV, MATV, CCTV, Security
12 | 12.01 | Structured data cabling Cat6A UTP data point | point | 520 | 6569.3904 | 3416083 | 25 | 854020.75 | 10 | 341608.3 | 8868.677 | 4611712.05 | COM-DATA-01
12 | 12.02 | Floor distribution unit FDU 24-port patch panel | No. | 22 | 12832.2727 | 282310 | 25 | 70577.5 | 10 | 28231 | 17323.5682 | 381118.5 | COM-DATA-02
12 | 12.03 | MDF server rack 42U supply/install/cable | No. | 4 | 159153.5 | 636614 | 25 | 159153.5 | 10 | 63661.4 | 214857.225 | 859428.9 | COM-DATA-03
12 | 12.04 | Wi-Fi access point ceiling 802.11ax | No. | 95 | 12190.6053 | 1158107.5 | 25 | 289526.875 | 10 | 115810.75 | 16457.3171 | 1563445.125 | COM-WIFI-01
12 | 12.05 | PoE switch 24-port wireless controller | No. | 12 | 42777.6667 | 513332 | 25 | 128333 | 10 | 51333.2 | 57749.85 | 692998.2 | COM-WIFI-02
12 | 12.06 | IP telephone handset supply/fix/programme | No. | 120 | 8605.1917 | 1032623 | 25 | 258155.75 | 10 | 103262.3 | 11617.0088 | 1394041.05 | COM-TEL-01
12 | 12.07 | IP PABX system 50-user supply/install/config | system | 1 | 507656 | 507656 | 25 | 126914 | 10 | 50765.6 | 685335.6 | 685335.6 | COM-TEL-02
12 | 12.08 | Ceiling speaker 100V line 6W supply/fix/wire | No. | 185 | 1397.1128 | 258465.875 | 25 | 64616.4688 | 10 | 25846.5875 | 1886.1023 | 348928.9313 | COM-PA-01
12 | 12.09 | PA/VA amplifier rack zone controller | No. | 4 | 143739.8333 | 574959.3333 | 25 | 143739.8333 | 10 | 57495.9333 | 194048.775 | 776195.1 | COM-PA-02
12 | 12.10 | Video door entry system 1 door station + monitor | No. | 8 | 5467 | 43736 | 25 | 10934 | 10 | 4373.6 | 7380.45 | 59043.6 | COM-INTER-01
12 | 12.11 | AV: projector + screen + AV rack meeting room | room | 8 | 223833.75 | 1790670 | 25 | 447667.5 | 10 | 179067 | 302175.5625 | 2417404.5 | COM-AV-01
12 | 12.12 | Digital signage 65-inch LCD supply/fix/wire | No. | 18 | 6743.6667 | 121386 | 25 | 30346.5 | 10 | 12138.6 | 9103.95 | 163871.1 | COM-AV-02
12 | 12.13 | MATV/IPTV satellite dish headend system | system | 1 | 710511 | 710511 | 25 | 177627.75 | 10 | 71051.1 | 959189.85 | 959189.85 | COM-MATV-01
12 | 12.14 | TV coaxial outlet connect to MATV distribution | point | 180 | 1165.0278 | 209705 | 25 | 52426.25 | 10 | 20970.5 | 1572.7875 | 283101.75 | COM-MATV-02
12 | 12.15 | IP CCTV camera 2MP dome IP66 supply/fix/wire | No. | 48 | 35825.4792 | 1719623 | 25 | 429905.75 | 10 | 171962.3 | 48364.3969 | 2321491.05 | COM-SEC-01
12 | 12.16 | NVR 16-channel 8TB supply/install/configure | No. | 4 | 58774.5 | 235098 | 25 | 58774.5 | 10 | 23509.8 | 79345.575 | 317382.3 | COM-SEC-02
12 | 12.17 | PIR intruder alarm detector supply and fix | No. | 85 | 1046.6779 | 88967.625 | 25 | 22241.9062 | 10 | 8896.7625 | 1413.0152 | 120106.2937 | COM-SEC-03
12 | 12.18 | Intruder alarm control panel 8-zone | No. | 4 | 40461.5 | 161846 | 25 | 40461.5 | 10 | 16184.6 | 54623.025 | 218492.1 | COM-SEC-04
SECTION 12 SUBTOTAL | [5 empty] | 13461693.3333 |  | 3365423.3333 |  | 1346169.3333 |  | 18173286
SECTION 13 — KITCHEN WORKS — Equipment, Finishes, Extraction
13 | 13.01 | SS base unit 900×600mm commercial kitchen | No. | 24 | 2312.2083 | 55493 | 22 | 12208.46 | 8 | 4439.44 | 3005.8708 | 72140.9 | KIT-EQUIP-01
13 | 13.02 | Commercial cooking range gas 6-burner | No. | 4 | 24841.75 | 99367 | 22 | 21860.74 | 8 | 7949.36 | 32294.275 | 129177.1 | KIT-EQUIP-02
13 | 13.03 | Commercial dishwasher rack type | No. | 2 | 62539.5 | 125079 | 22 | 27517.38 | 8 | 10006.32 | 81301.35 | 162602.7 | KIT-EQUIP-03
13 | 13.04 | SS double-bowl sink supply and install | No. | 6 | 2233.5833 | 13401.5 | 22 | 2948.33 | 8 | 1072.12 | 2903.6583 | 17421.95 | KIT-EQUIP-04
13 | 13.05 | Kitchen SS wall cladding 1.2mm grade 304 | m² | 280 | 527.3545 | 147659.25 | 22 | 32485.035 | 8 | 11812.74 | 685.5608 | 191957.025 | KIT-FIN-01
13 | 13.06 | Kitchen quarry tile floor anti-slip 150×150mm | m² | 185 | 714.1583 | 132119.2889 | 22 | 29066.2436 | 8 | 10569.5431 | 928.4058 | 171755.0756 | KIT-FIN-02
13 | 13.07 | SS extract canopy 1200×900mm supply and install | No. | 4 | 29387.25 | 117549 | 22 | 25860.78 | 8 | 9403.92 | 38203.425 | 152813.7 | KIT-EXTR-01
13 | 13.08 | Kitchen extract SS ductwork grease-rated 400×300 | m | 120 | 698.0854 | 83770.25 | 22 | 18429.455 | 8 | 6701.62 | 907.511 | 108901.325 | KIT-EXTR-02
SECTION 13 SUBTOTAL | [5 empty] | 774438.2889 |  | 170376.4236 |  | 61955.0631 |  | 1006769.7756
SECTION 14 — BATHROOM WORKS — Sanitaryware, Accessories, Floor & Wall Finishes
14 | 14.01 | WC close-coupled back-to-wall supply/install | No. | 48 | 1925.4375 | 92421 | 20 | 18484.2 | 7 | 6469.47 | 2445.3056 | 117374.67 | BTH-SAN-01
14 | 14.02 | Vanity washbasin counter-top supply/install | No. | 48 | 1792.125 | 86022 | 20 | 17204.4 | 7 | 6021.54 | 2275.9988 | 109247.94 | BTH-SAN-02
14 | 14.03 | Bath acrylic 1700mm supply and install | No. | 12 | 5046 | 60552 | 20 | 12110.4 | 7 | 4238.64 | 6408.42 | 76901.04 | BTH-SAN-03
14 | 14.04 | Shower tray 900×900mm + screen supply/install | No. | 36 | 3451.5556 | 124256 | 20 | 24851.2 | 7 | 8697.92 | 4383.4756 | 157805.12 | BTH-SAN-04
14 | 14.05 | Bathroom accessory set (towel rail, hooks, TP) | set | 48 | 1137.6125 | 54605.4 | 20 | 10921.08 | 7 | 3822.378 | 1444.7679 | 69348.858 | BTH-ACC-01
14 | 14.06 | Bathroom mirror 600×800mm frameless supply/fix | No. | 48 | 869.4583 | 41734 | 20 | 8346.8 | 7 | 2921.38 | 1104.2121 | 53002.18 | BTH-ACC-02
14 | 14.07 | Bathroom floor tile porcelain non-slip 300×300 | m² | 780 | 554.9324 | 432847.2667 | 20 | 86569.4533 | 7 | 30299.3087 | 704.7641 | 549716.0287 | BTH-FIN-01
14 | 14.08 | Bathroom wall tile ceramic 200×300mm | m² | 1850 | 483.9119 | 895237 | 20 | 179047.4 | 7 | 62666.59 | 614.5681 | 1136950.99 | BTH-FIN-02
SECTION 14 SUBTOTAL | [5 empty] | 1787674.6667 |  | 357534.9333 |  | 125137.2267 |  | 2270346.8267
SECTION 15 — LIFTS & ESCALATORS — Passenger Lifts, Goods Lift, Escalator, RC Shafts
15 | 15.01 | Passenger lift 6-stop supply/install/commission | No. | 4 | 3148270.5833 | 12593082.3333 | 22 | 2770478.1133 | 8 | 1007446.5867 | 4092751.7583 | 16371007.0333 | LFT-ELEV-01
15 | 15.02 | Passenger lift 10-stop supply/install/commission | No. | 2 | 7236382.5 | 14472765 | 22 | 3184008.3 | 8 | 1157821.2 | 9407297.25 | 18814594.5 | LFT-ELEV-02
15 | 15.03 | Goods/service lift 4-stop supply/install | No. | 2 | 1977669.8333 | 3955339.6667 | 22 | 870174.7267 | 8 | 316427.1733 | 2570970.7833 | 5141941.5667 | LFT-ELEV-03
15 | 15.04 | Escalator floor-to-floor supply/install/commission | No. | 2 | 13019779.1667 | 26039558.3333 | 22 | 5728702.8333 | 8 | 2083164.6667 | 16925712.9167 | 33851425.8333 | LFT-ESC-01
15 | 15.05 | RC lift shaft walls 200mm C35/45 per floor | m³ | 420 | 44829.7071 | 18828477 | 22 | 4142264.94 | 8 | 1506278.16 | 58278.6193 | 24477020.1 | LFT-SHAFT-01
15 | 15.06 | Lift shaft pit waterproofing and sump | No. | 8 | 16904.25 | 135234 | 22 | 29751.48 | 8 | 10818.72 | 21975.525 | 175804.2 | LFT-SHAFT-02
SECTION 15 SUBTOTAL | [5 empty] | 76024456.3333 |  | 16725380.3933 |  | 6081956.5067 |  | 98831793.2333
SECTION 16 — ROADS & CAR PARKING — Subgrade, Sub-base, Asphalt, Kerbs, Markings, Barriers
16 | 16.01 | Subgrade preparation compact and trim | m² | 5200 | 9.2504 | 48102 | 22 | 10582.44 | 8 | 3848.16 | 12.0255 | 62532.6 | RCP-ROAD-01
16 | 16.02 | Sub-base Type 1 granular 200mm supply/compact | m² | 5200 | 27.4022 | 142491.6667 | 22 | 31348.1667 | 8 | 11399.3333 | 35.6229 | 185239.1667 | RCP-ROAD-02
16 | 16.03 | DBM base course 60mm supply and lay | m² | 5200 | 50.8958 | 264658.28 | 22 | 58224.8216 | 8 | 21172.6624 | 66.1646 | 344055.764 | RCP-ROAD-03
16 | 16.04 | Wearing course asphalt AC14 40mm supply and lay | m² | 5200 | 50.956 | 264971.2928 | 22 | 58293.6844 | 8 | 21197.7034 | 66.2428 | 344462.6806 | RCP-ROAD-04
16 | 16.05 | Precast concrete kerb Type A supply and install | lin.m | 680 | 224.3613 | 152565.68 | 22 | 33564.4496 | 8 | 12205.2544 | 291.6697 | 198335.384 | RCP-ROAD-05
16 | 16.06 | Road marking thermoplastic white/yellow lines | lin.m | 2400 | 16.2895 | 39094.72 | 22 | 8600.8384 | 8 | 3127.5776 | 21.1763 | 50823.136 | RCP-MARK-01
16 | 16.07 | Car parking bay marking 5×2.5m | bay | 185 | 87.8555 | 16253.2625 | 22 | 3575.7177 | 8 | 1300.261 | 114.2121 | 21129.2412 | RCP-PARK-01
16 | 16.08 | Wheel stop rubber 1800mm supply and fix | No. | 185 | 202.9176 | 37539.75 | 22 | 8258.745 | 8 | 3003.18 | 263.7928 | 48801.675 | RCP-PARK-02
16 | 16.09 | Car parking barrier boom gate supply/install/comm | No. | 4 | 101399.25 | 405597 | 22 | 89231.34 | 8 | 32447.76 | 131819.025 | 527276.1 | RCP-PARK-03
SECTION 16 SUBTOTAL | [5 empty] | 1371273.652 |  | 301680.2034 |  | 109701.8922 |  | 1782655.7476
SECTION 17 — LANDSCAPING — Soil, Planting, Irrigation, Hard Landscaping, Features
17 | 17.01 | Topsoil supply spread and grade to levels | m³ | 1200 | 167.557 | 201068.4286 | 20 | 40213.6857 | 7 | 14074.79 | 212.7974 | 255356.9043 | LSC-SOIL-01
17 | 17.02 | Subsoil drainage 100mm perforated UPVC pipe | lin.m | 850 | 254.2382 | 216102.4722 | 20 | 43220.4944 | 7 | 15127.1731 | 322.8825 | 274450.1397 | LSC-SOIL-02
17 | 17.03 | Supply and plant trees 2.5-3.5m height B&B | No. | 45 | 1721.3611 | 77461.25 | 20 | 15492.25 | 7 | 5422.2875 | 2186.1286 | 98375.7875 | LSC-PLANT-01
17 | 17.04 | Supply and plant shrubs groundcover mass | No. | 380 | 193.8179 | 73650.7933 | 20 | 14730.1587 | 7 | 5155.5555 | 246.1487 | 93536.5075 | LSC-PLANT-02
17 | 17.05 | Grass turfing supply lay and roll Bermuda/Zoysia | m² | 3800 | 51.7196 | 196534.5417 | 20 | 39306.9083 | 7 | 13757.4179 | 65.6839 | 249598.8679 | LSC-PLANT-03
17 | 17.06 | Grass seeding supply seed and roll | m² | 1800 | 34.0568 | 61302.25 | 20 | 12260.45 | 7 | 4291.1575 | 43.2521 | 77853.8575 | LSC-PLANT-04
17 | 17.07 | Drip irrigation system planting beds | m² | 2800 | 75.5246 | 211469 | 20 | 42293.8 | 7 | 14802.83 | 95.9163 | 268565.63 | LSC-IRR-01
17 | 17.08 | Pop-up sprinkler system lawn areas | m² | 3800 | 70.3836 | 267457.5 | 20 | 53491.5 | 7 | 18722.025 | 89.3871 | 339671.025 | LSC-IRR-02
17 | 17.09 | Concrete block paving 80mm pedestrian | m² | 2200 | 593.0435 | 1304695.8 | 20 | 260939.16 | 7 | 91328.706 | 753.1653 | 1656963.666 | LSC-HARD-01
17 | 17.10 | Natural stone paving sandstone/granite 600×600×30 | m² | 680 | 627.005 | 426363.38 | 20 | 85272.676 | 7 | 29845.4366 | 796.2963 | 541481.4926 | LSC-HARD-02
17 | 17.11 | Timber decking hardwood/composite 140×22mm | m² | 480 | 350.0357 | 168017.12 | 20 | 33603.424 | 7 | 11761.1984 | 444.5453 | 213381.7424 | LSC-HARD-03
17 | 17.12 | Precast concrete garden wall 500mm high | lin.m | 280 | 715.7328 | 200405.175 | 20 | 40081.035 | 7 | 14028.3623 | 908.9806 | 254514.5722 | LSC-FEAT-01
SECTION 17 SUBTOTAL | [5 empty] | 3404527.7108 |  | 680905.5422 |  | 238316.9398 |  | 4323750.1927
SECTION 18 — INDIRECT / PRELIMINARIES — Site, Safety, QC Testing
18 | 18.01 | Site establishment offices welfare fencing monthly | month | 26 | 81774.1538 | 2126128 | 20 | 425225.6 | 5 | 106306.4 | 102217.6923 | 2657660 | IND-SITE-01
18 | 18.02 | Site hoarding and perimeter fencing | lin.m | 480 | 98.0025 | 47041.2 | 20 | 9408.24 | 5 | 2352.06 | 122.5031 | 58801.5 | IND-SITE-02
18 | 18.03 | Temporary power connection cabling distribution | lump | 1 | 5083108 | 5083108 | 20 | 1016621.6 | 5 | 254155.4 | 6353885 | 6353885 | IND-SITE-03
18 | 18.04 | Site safety programme staffing and equipment monthly | month | 24 | 40194.1667 | 964660 | 20 | 192932 | 5 | 48233 | 50242.7083 | 1205825 | IND-SAF-01
18 | 18.05 | Concrete cube testing per set of 3 cubes | set | 280 | 3607.4179 | 1010077 | 20 | 202015.4 | 5 | 50503.85 | 4509.2723 | 1262596.25 | IND-QC-01
18 | 18.06 | Soil compaction test DCP/nuclear densometer | test | 180 | 2481.95 | 446751 | 20 | 89350.2 | 5 | 22337.55 | 3102.4375 | 558438.75 | IND-QC-02
18 | 18.07 | NDT weld testing ultrasonic UT per weld | weld | 85 | 3050.7882 | 259317 | 20 | 51863.4 | 5 | 12965.85 | 3813.4853 | 324146.25 | IND-QC-03
SECTION 18 SUBTOTAL | [5 empty] | 9937082.2 |  | 1987416.44 |  | 496854.11 |  | 12421352.75
SECTION 1 SUBTOTAL
SECTION 2 SUBTOTAL
SECTION 3 SUBTOTAL
SECTION 4 SUBTOTAL
SECTION 5 SUBTOTAL
SECTION 6 SUBTOTAL
SECTION 7 SUBTOTAL
SECTION 8 SUBTOTAL
SECTION 9 SUBTOTAL
SECTION 10 SUBTOTAL
SECTION 11 SUBTOTAL
SECTION 12 SUBTOTAL
SECTION 13 SUBTOTAL
SECTION 14 SUBTOTAL
SECTION 15 SUBTOTAL
SECTION 16 SUBTOTAL
SECTION 17 SUBTOTAL
SECTION 18 SUBTOTAL
TOTAL CONTRACT SUM (Direct + Indirect + Margin + Contingency = Total) | [5 empty] | 224322893.0105 |  | 49281343.7354 |  | 17887072.9846 |  | 291491309.7305

## 2_ESTIMATE_NORMS
ESTIMATE NORMS LIBRARY — ALL 189 NORMS (18 DISCIPLINES)
Complete resource breakdown: manpower gang · materials (×3) · equipment (×2) · subcontract ¦ Source: Construction_Norms_Library_Flat_v2
Disc Code | Discipline Name | Sub-Trade Code | Sub-Trade Name | Norm Code | Operation / Activity | Unit | Output Norm | Procurement Route | Manpower — Gang Composition | Gang Size | Material 1 — Description | Mat1 Qty/UoW | Mat1 Unit | Material 2 — Description | Mat2 Qty/UoW | Equipment 1 | SC Trade / Notes
CIV — Civil / Earthworks
CIV | Civil / Earthworks | CIV-DEMO | Demolition | CIV-DEMO-01 | Break out and remove RC slab 150–200mm thick | m² | 35 | Sub option | Demolition Op ×2, Labourer ×3, Foreman ×0.5 | 5.5 | — | — | — | — | — | Hydraulic excavator 5t + breaker | Demolition ¦ Dust suppression required; water
CIV | Civil / Earthworks | CIV-DEMO | Demolition | CIV-DEMO-02 | Break out and remove mass concrete footings | m³ | 8 | Sub option | Demolition Op ×2, Labourer ×4 | 6 | — | — | — | — | — | Excavator 20t + rock breaker | Demolition ¦ RC concrete 30% slower; norm: 5
CIV | Civil / Earthworks | CIV-DEMO | Demolition | CIV-DEMO-03 | Soft strip internal finishes (plaster, tiles, joinery) | m² | 120 | Sub option | Labourer ×4, Supervisor ×0.5 | 4.5 | Skip (hire) | 1 skip per 80 m² | No. | — | — | Skip hire | Soft strip ¦ Good access assumed; −30% for co
CIV | Civil / Earthworks | CIV-DEMO | Demolition | CIV-DEMO-04 | Saw-cut RC slab, 200mm depth | lin.m | 40 | Sub specialist | Saw operator ×1, Labourer ×1 | 2 | Diamond blade | 1 blade per 30 lin.m | No. | — | — | Floor saw petrol-driven | Saw cutting ¦ Water cooling; slurry disposal
CIV | Civil / Earthworks | CIV-ERTH | Earthworks | CIV-ERTH-01 | Bulk excavation in medium ground | m³ | 350 | Self-perform | Excavator op ×1, Dump truck driver ×3, Banksman ×1 | 5 | — | — | — | — | — | Hydraulic excavator 20t, 0.8m³ buck | 1.2 km haul assumed; adjust trucks
CIV | Civil / Earthworks | CIV-ERTH | Earthworks | CIV-ERTH-02 | Bulk excavation in hard/rock ground | m³ | 80 | Sub option | Excavator op ×1, Dump truck driver ×4, Banksman ×1 | 6 | — | — | — | — | — | Excavator 20t + rock breaker | Rock breaking ¦ Blasting: separate norm and p
CIV | Civil / Earthworks | CIV-ERTH | Earthworks | CIV-ERTH-03 | Reduced level excavation (trim to level) | m³ | 200 | Self-perform | Excavator op ×1, Labourer ×2 | 3 | — | — | — | — | — | Excavator 10t + grading blade | Tolerance ±25mm; survey check every
CIV | Civil / Earthworks | CIV-ERTH | Earthworks | CIV-ERTH-04 | Excavation for strip foundations by hand | m³ | 6 | Self-perform | Labourer ×4 | 4 | — | — | — | — | — | Hand tools + barrows | Use CIV-ERTH-05 for harder ground
CIV | Civil / Earthworks | CIV-ERTH | Earthworks | CIV-ERTH-05 | Excavation for strip foundations by machine | m³ | 40 | Self-perform | Mini excavator op ×1, Labourer ×2 | 3 | — | — | — | — | — | Mini excavator 5t | Tight access; verify structural cle
CIV | Civil / Earthworks | CIV-ERTH | Earthworks | CIV-ERTH-06 | Backfill and compact in layers, imported fill | m³ | 120 | Self-perform | Compactor op ×1, Labourer ×2 | 3 | Imported granular fill | 1.35 | t/m³ compacted | Water (compaction moisture) | as required | Vibratory compactor 75kg | Layer 200–250mm; proctor 95% requir
CIV | Civil / Earthworks | CIV-ERTH | Earthworks | CIV-ERTH-07 | Backfill using excavated spoil (suitable material) | m³ | 150 | Self-perform | Excavator/dozer op ×1, Labourer ×2 | 3 | — | — | — | — | — | Dozer or excavator | Soil suitability test before re-use
CIV | Civil / Earthworks | CIV-PILE | Piling | CIV-PILE-01 | Bored cast-in-situ piles, 450mm dia, 12m depth | Pile | 6 | Sub specialist | Driller ×1, Helper ×2, Foreman ×0.5 | 3.5 | Concrete C25 | 1.8 | m³/pile | Rebar cage B500 | 120 | Piling rig + tremie | Piling specialist ¦ Cage pre-fabricated; 6 pi
CIV | Civil / Earthworks | CIV-PILE | Piling | CIV-PILE-02 | Bored piles, 600mm dia, 18m depth | Pile | 3 | Sub specialist | Driller ×1, Helper ×3, Foreman ×0.5 | 4.5 | Concrete C25 | 5.1 | m³/pile | Rebar cage B500 | 280 | Piling rig + casing | Piling specialist ¦ Casing extraction include
CIV | Civil / Earthworks | CIV-PILE | Piling | CIV-PILE-03 | CFA piles, 450mm dia | Pile | 10 | Sub specialist | CFA op ×1, Helper ×2, Pump op ×1 | 4 | Concrete C30 | 1.8 | m³/pile | Rebar cage B500 | 80 | CFA rig | CFA piling ¦ Clean spoil disposal cost includ
STR — Structural Works
STR | Structural Works | STR-CON | Concrete Works | STR-CON-01 | Blinding concrete 50mm, under raft | m² | 80 | Self-perform | Concretor ×2, Labourer ×2 | 4 | Ready-mix C15 | 0.055 | m³/m² | — | — | Transit mixer | Tamp finish; no power float require
STR | Structural Works | STR-CON | Concrete Works | STR-CON-03 | Raft foundation concrete C35/45, 400–600mm thick | m³ | 18 | Self-perform | Concretor ×4, Labourer ×6, Foreman ×1 | 11 | Ready-mix C35/45 | 1.03 | m³/m³ | Plasticiser admixture | 0.8 | Concrete pump | Pour in single lift ≤600mm; cold jo
STR | Structural Works | STR-CON | Concrete Works | STR-CON-04 | Raft foundation concrete C35/45, >600mm thick (mat) | m³ | 12 | Self-perform | Concretor ×4, Labourer ×6, Foreman ×1 | 11 | Ready-mix C35/45 | 1.03 | m³/m³ | Superplasticiser | 1.2 | Concrete pump | Mass concrete: thermal monitoring r
STR | Structural Works | STR-CON | Concrete Works | STR-CON-05 | Column concrete C40/50, all heights | m³ | 10 | Self-perform | Concretor ×4, Labourer ×4, Foreman ×1 | 9 | Ready-mix C40/50 | 1.03 | m³/m³ | Plasticiser | 1 | Concrete pump | Tremie hose required >3m height
STR | Structural Works | STR-CON | Concrete Works | STR-CON-06 | Column concrete C50/60 high-strength | m³ | 8 | Self-perform | Concretor ×4, Labourer ×4, Foreman ×1 | 9 | Ready-mix C50/60 | 1.03 | m³/m³ | Superplasticiser | 2 | Concrete pump | Additional vibration passes; QC cub
STR | Structural Works | STR-CON | Concrete Works | STR-CON-07 | Structural concrete wall C35/45, 200mm thick | m³ | 8 | Self-perform | Concretor ×3, Labourer ×4, Foreman ×0.5 | 7.5 | Ready-mix C35/45 | 1.03 | m³/m³ | Plasticiser | 0.8 | Concrete pump | Pour lifts ≤1.0m; window blockouts
STR | Structural Works | STR-CON | Concrete Works | STR-CON-09 | Suspended slab concrete C35/45, flat plate 200mm | m³ | 14 | Self-perform | Concretor ×4, Labourer ×6, Foreman ×1 | 11 | Ready-mix C35/45 | 1.03 | m³/m³ | Plasticiser | 0.8 | Concrete pump | Check pump pressure for vertical re
STR | Structural Works | STR-CON | Concrete Works | STR-CON-11 | Ground-bearing slab C30/37, 150mm, power float | m² | 55 | Self-perform | Concretor ×4, Labourer ×4, Finisher ×2 | 10 | Ready-mix C30/37 | 0.158 | m³/m² | Polypropylene fibres | 0.9 | Concrete pump | Flatness FM2; vibrating screed for
STR | Structural Works | STR-CON | Concrete Works | STR-CON-12 | Staircase flight concrete C35/45 | m³ | 5 | Self-perform | Concretor ×3, Labourer ×3, Foreman ×0.5 | 6.5 | Ready-mix C35/45 | 1.05 | m³/m³ | — | — | Skip + vibrator (no pump) | Complex shape; congested area; no p
STR | Structural Works | STR-FWK | Formwork | STR-FWK-01 | Formwork to edges of raft / pad footings | m² | 25 | Self-perform | Carpenter ×4, Labourer ×2 | 6 | Plywood 18mm | 1.1 | m²/m² | Sawn softwood 100×50mm | 1.5 | Circular saw + hand tools | Strike after 24h (C35); clean and o
STR | Structural Works | STR-FWK | Formwork | STR-FWK-03 | Column formwork — rectangular (proprietary system) | m² | 40 | Self-perform | Carpenter ×4, Labourer ×2, Crane op ×0.5 | 6.5 | Proprietary panel system | 1.05 | m²/m² | Column clamps | 3 | Tower crane (share) | 6–8 reuses per panel set; strike af
STR | Structural Works | STR-FWK | Formwork | STR-FWK-05 | Wall formwork, straight (proprietary panel) | m² | 35 | Self-perform | Carpenter ×4, Labourer ×3 | 7 | Proprietary panel | 1 | m²/m² | Through-tie rods | 1.2 | Crane or trolley | 2-sided; tie rod holes filled on st
STR | Structural Works | STR-FWK | Formwork | STR-FWK-07 | Slab soffit formwork, flat plate (prop system) | m² | 50 | Self-perform | Carpenter ×4, Labourer ×3 | 7 | Plywood 18mm | 1.05 | m²/m² | Acrow props (hire) | 0.25 | Hand tools | Strike after 14 days; re-shores req
STR | Structural Works | STR-RBR | Rebar | STR-RBR-01 | Supply and fix rebar — foundations (raft, pile caps) | Tonne | 1.8 | Self-perform | Ironworker ×4, Labourer ×2, Crane op ×0.5 | 6.5 | Rebar B500 (any dia) | 1.02 | t/t net | Tie wire | 15 | Bar bender/cutter | Tying and placing included; crane l
STR | Structural Works | STR-RBR | Rebar | STR-RBR-02 | Supply and fix rebar — columns | Tonne | 1.4 | Self-perform | Ironworker ×4, Labourer ×2, Crane op ×0.5 | 6.5 | Rebar B500 | 1.03 | t/t net | Tie wire | 18 | Bar bender | Pre-fab cages: +10% mat, −20% labou
STR | Structural Works | STR-RBR | Rebar | STR-RBR-03 | Supply and fix rebar — suspended slabs | Tonne | 2.2 | Self-perform | Ironworker ×6, Labourer ×3, Crane op ×0.5 | 9.5 | Rebar B500 | 1.02 | t/t net | Tie wire | 12 | Bar bender | Mesh alternative: see STR-RBR-06
STR | Structural Works | STR-RBR | Rebar | STR-RBR-04 | Supply and fix rebar — walls and cores | Tonne | 1.6 | Self-perform | Ironworker ×4, Labourer ×3 | 7 | Rebar B500 | 1.03 | t/t net | Tie wire | 20 | Bar bender | Two curtains; laps and hooks includ
STR | Structural Works | STR-RBR | Rebar | STR-RBR-06 | Supply and fix welded mesh A393 | m² | 55 | Self-perform | Ironworker ×2, Labourer ×2 | 4 | Mesh A393 (2.4×1.2m sheets) | 1.08 | m²/m² | Plastic spacers | 3 | Wire cutters | 300mm laps all sides; no hot works
STR | Structural Works | STR-STL | Structural Steel | STR-STL-01 | Structural steel columns — fabricate, supply, erect | Tonne | 0.6 | Sub specialist | Erector ×3, Crane op ×1, Welder ×1, Foreman ×0.5 | 5.5 | Steel sections | 1.02 | t/t net | Bolts and nuts | 3.5 | Mobile crane 50t | Structural steel ¦ Galvanise / paint separate
STR | Structural Works | STR-STL | Structural Steel | STR-STL-02 | Structural steel beams — fabricate, supply, erect | Tonne | 0.8 | Sub specialist | Erector ×4, Crane op ×1, Welder ×1 | 6 | Steel sections | 1.02 | t/t net | Bolts and nuts | 4 | Mobile crane | Structural steel ¦ Bolted connections: +10% o
ARC — Architectural Finishes
ARC | Architectural Finishes | ARC-MAS | Masonry | ARC-MAS-01 | Concrete blockwork 200mm solid, internal walls | m² | 14 | Self-perform | Mason ×3, Labourer ×3 | 6 | Concrete block 200×200×400mm | 12.5 | No./m² | Cement mortar 1:4 | 0.012 | Site mixer | Reinforce at alternate courses for
ARC | Architectural Finishes | ARC-MAS | Masonry | ARC-MAS-02 | Concrete blockwork 100mm partition | m² | 18 | Self-perform | Mason ×3, Labourer ×3 | 6 | Concrete block 100×200×400mm | 12.5 | No./m² | Cement mortar 1:4 | 0.007 | Site mixer | Non-load bearing; reinforce @ alter
ARC | Architectural Finishes | ARC-MAS | Masonry | ARC-MAS-03 | Lightweight AAC blockwork 200mm | m² | 16 | Self-perform | Mason ×2, Labourer ×2 | 4 | AAC block 200mm | 12.5 | No./m² | Thin-bed adhesive mortar | 2 | Hand tools | 2–3mm joint; protect from water
ARC | Architectural Finishes | ARC-MAS | Masonry | ARC-MAS-04 | Facing brickwork, stretcher bond | m² | 9 | Sub option | Bricklayer ×2, Labourer ×2 | 4 | Clay facing brick 215×102×65mm | 60 | No./m² | Cement mortar 1:3 | 0.01 | Scaffold | Brickwork ¦ Sample panel approval required be
ARC | Architectural Finishes | ARC-PLST | Plastering | ARC-PLST-01 | Gypsum plaster 2-coat 12mm total, walls | m² | 18 | Self-perform | Plasterer ×2, Labourer ×2 | 4 | Gypsum plaster (finish coat) | 9 | kg/m² | Bonding coat | 2 | Mixer + screeding rods | Hack smooth RC surfaces; key coat f
ARC | Architectural Finishes | ARC-PLST | Plastering | ARC-PLST-02 | Sand-cement render 15mm, external walls | m² | 12 | Self-perform | Renderer ×2, Labourer ×2 | 4 | Cement render mix 1:4 | 0.02 | m³/m² | Mesh at RC/masonry junction | 1 | Site mixer | Two coats min; moist cure 3 days
ARC | Architectural Finishes | ARC-PLST | Plastering | ARC-PLST-03 | Gypsum plaster to soffits, 10mm overhead | m² | 10 | Self-perform | Plasterer ×2, Labourer ×2 | 4 | Gypsum spray plaster | 8 | kg/m² | Bonding coat | 1 | Stilts or scaffold | Overhead work: −30% vs wall rate; s
ARC | Architectural Finishes | ARC-WTPR | Waterproofing | ARC-WTPR-01 | Bituminous sheet membrane 2-layer (Type 3 + Type 4) | m² | 20 | Sub specialist | Waterproofer ×2, Labourer ×1 | 3 | SBS sheet membrane (3mm + 4mm) | 1.1 | m²/m² (laps) | Bituminous primer | 0.3 | Propane torch | Waterproofing ¦ 100mm laps; flash all details
ARC | Architectural Finishes | ARC-WTPR | Waterproofing | ARC-WTPR-02 | Liquid-applied polyurethane membrane, 2 coats | m² | 25 | Sub specialist | Waterproofer ×2 | 2 | PU liquid membrane (2 coats) | 2 | kg/m² | Primer | 0.2 | Roller + brush | Waterproofing ¦ Dry substrate; cure before ba
ARC | Architectural Finishes | ARC-WTPR | Waterproofing | ARC-WTPR-04 | Waterproofing wet-area floors and walls (bathroom/WC) | m² | 15 | Sub specialist | Waterproofer ×2 | 2 | Polyurethane membrane (2 coats) | 1.5 | kg/m² | Joint tape at floor/wall junction | 1.1 | Roller + brush | Wet area WP ¦ Upturn 300mm on walls; 24h wate
ARC | Architectural Finishes | ARC-SCRZ | Screeding | ARC-SCRZ-01 | Sand-cement screed 65mm thick, unbonded | m² | 22 | Self-perform | Screed layer ×3, Labourer ×3 | 6 | Sand-cement mix 1:3 | 0.07 | m³/m² | Polythene slip layer | 1.1 | Mixer | Compact in one layer; float and rub
ARC | Architectural Finishes | ARC-SCRZ | Screeding | ARC-SCRZ-02 | Sand-cement screed 40mm bonded | m² | 28 | Self-perform | Screed layer ×2, Labourer ×2 | 4 | Cement screed mix 1:4 | 0.045 | m³/m² | SBR bonding agent | 0.2 | Mixer | SBR slurry bond before laying
ARC | Architectural Finishes | ARC-SCRZ | Screeding | ARC-SCRZ-03 | Self-levelling compound (SLC) 5–10mm | m² | 60 | Sub specialist | SLC specialist ×2 | 2 | Self-levelling compound | 8 | kg/m² | Primer | 0.1 | Pump or gravity pour | SLC specialist ¦ Substrate flat ±3mm; dust-fr
ARC | Architectural Finishes | ARC-TILE | Tiling | ARC-TILE-01 | Ceramic floor tiles 300×300mm | m² | 9 | Self-perform | Tiler ×2, Labourer ×2 | 4 | Ceramic tiles 300×300mm | 1.08 | m²/m² | Tile adhesive (polymer) | 6 | Tile cutter (manual) | 2mm joint; movement joints at 4.5m
ARC | Architectural Finishes | ARC-TILE | Tiling | ARC-TILE-02 | Porcelain floor tiles 600×600mm | m² | 7 | Sub specialist | Tiler ×2, Labourer ×2 | 4 | Porcelain tiles 600×600mm | 1.05 | m²/m² | Tile adhesive (heavy-duty) | 8 | Wet saw | Tiling ¦ Large format: ±1mm substrate flatnes
ARC | Architectural Finishes | ARC-TILE | Tiling | ARC-TILE-03 | Ceramic wall tiles 200×300mm | m² | 10 | Self-perform | Tiler ×2, Labourer ×1 | 3 | Ceramic tiles 200×300mm | 1.08 | m²/m² | Tile adhesive | 5 | Tile cutter | Plumb and level; sealant at all jun
ARC | Architectural Finishes | ARC-PAINT | Painting | ARC-PAINT-01 | Emulsion paint 2 coats, internal walls | m² | 35 | Self-perform | Painter ×2 | 2 | Emulsion paint (2 coats) | 0.24 | L/m² | Wall primer / mist coat | 0.08 | Roller + brush | Mist coat first; sand between coats
ARC | Architectural Finishes | ARC-PAINT | Painting | ARC-PAINT-03 | Textured external masonry paint (2 coats) | m² | 18 | Self-perform | Painter ×2 | 2 | Masonry paint textured (2 coats) | 0.6 | L/m² | Stabilising primer | 0.1 | Thick-nap roller | Apply in shade or overcast; <35°C
MEC — Mechanical Works
MEC | Mechanical Works | MEC-DUCT | Ductwork | MEC-DUCT-01 | Rectangular GI ductwork, 0–0.5 m² cross-section | m | 12 | Sub specialist | Ductwork fixer ×2, Labourer ×1 | 3 | Pre-fab GI duct (workshop fab) | 1.05 | m/m | Hangers and support brackets | 0.7 | Drill + riveter | HVAC sub ¦ Pre-fabricated off-site; site asse
MEC | Mechanical Works | MEC-DUCT | Ductwork | MEC-DUCT-02 | Rectangular GI ductwork, 0.5–1.5 m² cross-section | m | 8 | Sub specialist | Ductwork fixer ×3, Labourer ×1 | 4 | Pre-fab GI duct | 1.05 | m/m | Hangers | 0.5 | Drill + hoist | HVAC sub ¦ Large duct: 2–4 persons for liftin
MEC | Mechanical Works | MEC-DUCT | Ductwork | MEC-DUCT-05 | Duct insulation closed-cell foam 25mm wrap | m² | 25 | Sub specialist | Insulator ×2 | 2 | Closed-cell foam sheet 25mm | 1.08 | m²/m² | Vapour adhesive | 0.2 | Knife + roller | Insulation sub ¦ No gaps; butt joints stagger
MEC | Mechanical Works | MEC-PIPE | Mechanical Pipework | MEC-PIPE-01 | Chilled water pipework, black steel ERW 50mm dia | m | 8 | Sub specialist | Pipe fitter ×2, Welder ×1 | 3 | Steel pipe ERW 50mm | 1.02 | m/m | Pipe hangers | 1.5 | Welding set | Mechanical sub ¦ Insulation and hydro-test: s
MEC | Mechanical Works | MEC-PIPE | Mechanical Pipework | MEC-PIPE-03 | UPVC drainage pipework, 110mm dia in slab | m | 12 | Sub specialist | Plumber ×2, Labourer ×1 | 3 | UPVC pipe 110mm | 1.02 | m/m | Solvent cement fittings | 0.3 | Pipe cutter | Drainage sub ¦ Min 1:40 fall; 1.0m head test
MEC | Mechanical Works | MEC-PIPE | Mechanical Pipework | MEC-PIPE-04 | Copper pipe 22mm cold/hot water supply | m | 15 | Sub specialist | Plumber ×2 | 2 | Copper pipe 22mm | 1.02 | m/m | Solder fittings | 0.5 | Blow torch + pipe bender | Plumbing sub ¦ 10 bar pressure test; colour-c
MEC | Mechanical Works | MEC-HVAC | HVAC Equipment | MEC-HVAC-01 | Fan coil unit (FCU) 4-pipe ceiling concealed, supply/fix | No. | 4 | Sub specialist | Fixer ×2, Hoist op ×0.5 | 2.5 | FCU unit (as specified) | 1 | No./No. | Hanging brackets | 4 | Scissor lift | HVAC sub ¦ Drain pan connection: check fall;
MEC | Mechanical Works | MEC-FIRE | Fire Suppression | MEC-FIRE-01 | Sprinkler pipework, black steel SCH10, 25mm dia | m | 18 | Sub specialist | Fitter ×2 | 2 | Black steel pipe 25mm | 1.02 | m/m | Pipe hangers | 2 | Pipe threader/groover | Fire sub (FM/NFPA) ¦ FM Global or NFPA 13; hy
MEC | Mechanical Works | MEC-FIRE | Fire Suppression | MEC-FIRE-02 | Sprinkler head recessed pendant, supply/fix | No. | 20 | Sub specialist | Fitter ×1 | 1 | Sprinkler head (listed equipment) | 1 | No./No. | Escutcheon plate | 1 | Spanner | Fire sub ¦ Spacing per hydraulic calc; listed
ELE — Electrical Works
ELE | Electrical Works | ELE-LV | LV Electrical Systems | ELE-LV-01 | LV distribution board supply and install | No. | 1 | Sub specialist | Electrician ×2, Labourer ×1 | 3 | LV distribution board (as designed) | 1 | No./No. | MCBs / MCCBs (per schedule) | per design | Drill + crimping tool | Electrical sub ¦ Earthing and labelling; comm
ELE | Electrical Works | ELE-LV | LV Electrical Systems | ELE-LV-02 | Power cable 16mm² 3-core XLPE, pull and terminate | m | 30 | Sub specialist | Electrician ×2, Labourer ×2 | 4 | XLPE cable 16mm² 3-core | 1.05 | m/m | Cable ties | 2 | Cable drum jack | Electrical sub ¦ In conduit or cable tray; dr
ELE | Electrical Works | ELE-LV | LV Electrical Systems | ELE-LV-03 | Galvanised steel trunking 150×100mm, supply/fix | m | 18 | Sub specialist | Electrician ×2 | 2 | GS trunking 150×100mm | 1.02 | m/m | Trunking brackets | 2 | Drill + tin snips | Electrical sub ¦ Earth continuity throughout;
ELE | Electrical Works | ELE-LTG | Lighting | ELE-LTG-01 | LED recessed 600×600mm panel, supply/fix/wire | No. | 12 | Sub specialist | Electrician ×1 | 1 | LED panel fitting | 1 | No./No. | LED driver | 1 | Ladder | Lighting sub ¦ Lighting control connection: a
ELE | Electrical Works | ELE-ELV | Extra-Low Voltage | ELE-ELV-01 | Structured cabling Cat 6A, pull and terminate | Point | 10 | Sub specialist | ELV tech ×2 | 2 | Cat 6A UTP cable | 1.1 | m/point | Patch panel port | 1 | Punch-down tool + tester | ELV sub ¦ Test all 8 pairs; ANSI/TIA-568C sta
ELE | Electrical Works | ELE-ELV | Extra-Low Voltage | ELE-ELV-02 | CCTV camera IP external dome, supply/fix/wire | No. | 4 | Sub specialist | ELV tech ×2, Labourer ×1 | 3 | IP dome camera (IP66) | 1 | No./No. | Cat6A cable (avg 50m run) | 50 | Drill + crimping tool | ELV sub ¦ IP66 rated; NVR recording separate
EXT — External Works
EXT | External Works | EXT-ROAD | Roads & Paving | EXT-ROAD-01 | Asphalt road surface course 50mm thick | m² | 250 | Sub specialist | Paving gang: Op ×2, Labourer ×4, Roller op ×1 | 7 | Asphalt mix Type 2 surface course | 0.115 | t/m² | Tack coat bitumen emulsion | 0.35 | Asphalt paver | Road contractor ¦ Base course and sub-base se
EXT | External Works | EXT-ROAD | Roads & Paving | EXT-ROAD-02 | Concrete kerb, precast type A (Grade C30) | lin.m | 25 | Sub option | Mason ×2, Labourer ×2 | 4 | Precast concrete kerb 125×255mm | 1.05 | lin.m/lin.m | Haunching concrete C20 | 0.025 | Hand tools + compactor | Foundation haunching both sides; jo
EXT | External Works | EXT-PAVE | Paving & Hard Landscaping | EXT-PAVE-01 | Concrete block paving 80mm, pedestrian | m² | 20 | Self-perform | Paving layer ×3, Labourer ×3 | 6 | Concrete block paver 200×100×80mm | 50 | No./m² | Bedding sand (sharp sand) | 0.05 | Plate compactor | Bed on 50mm sharp sand; compact aft
EXT | External Works | EXT-LAND | Landscaping | EXT-LAND-01 | Topsoil supply, spread and grade | m³ | 35 | Sub option | Labourer ×4, Excavator op ×0.5 | 4.5 | Imported topsoil (screened) | 1 | m³/m³ | — | — | Mini excavator | Landscaping sub ¦ Grade to ±50mm; avoid wet c
EXT | External Works | EXT-LAND | Landscaping | EXT-LAND-02 | Grass seeding, supply, seed and roll | m² | 180 | Sub option | Labourer ×4, Roller op ×0.5 | 4.5 | Grass seed mixture (rye/fescue blend) | 0.035 | kg/m² | Fertiliser slow-release | 0.02 | Roller | Landscaping sub ¦ Irrigate for 4 weeks after
IND — Indirect / Preliminaries
IND | Indirect / Preliminaries | IND-SITE | Site Establishment | IND-SITE-01 | Site offices — rental, fit-out, services (monthly) | month | 1 | Self-perform | PM ×1, Site admin ×1 (per month) | 2 | Office modular unit (rental) | 1 | No./month | Furniture and fittings (lump amorti | allow | Generator connection | Norm rate: AED 35,000–55,000/month
IND | Indirect / Preliminaries | IND-SITE | Site Establishment | IND-SITE-02 | Hoarding and site fencing (perimeter) | lin.m | 60 | Self-perform | Carpenter ×2, Labourer ×2 | 4 | Steel hoarding panel (purchase or hire) | 1.05 | lin.m/lin.m | Post and fixings | 2 | Hand tools | Standard rate AED 180–220/lin.m sup
IND | Indirect / Preliminaries | IND-SITE | Site Establishment | IND-SITE-03 | Temporary power — connection, cabling, distribution | lump / month | 1 | Sub option | Electrician ×2 (connection), Labourer ×1 | 3 | Temporary cabling 70mm² | 100 | m/site | Distribution board temporary | 2 | Generator (if no mains) | Electrical sub ¦ Norm: AED 20,000–40,000/mont
IND | Indirect / Preliminaries | IND-SAF | Safety & Environment | IND-SAF-01 | Site safety programme — staffing, equipment (monthly) | month | 1 | Self-perform | HSE Manager ×1, HSE Officer ×1 (per month) | 2 | PPE stock per worker (initial issue) | 1 | set/worker | Safety signage and barriers (monthl | allow | First aid kit and emergency equipme | Norm: 0.10–0.25% of direct works fo
IND | Indirect / Preliminaries | IND-QC | Quality Control & Testing | IND-QC-01 | Concrete cube testing (per set of 3 cubes) | set | 1 | Sub specialist | Lab technician (from approved lab) | 1 | Cube moulds (hire or purchase) | 3 | No./set | Lab testing fees | per test | Curing tank | Testing lab ¦ Norm: 1 set per 40–60 m³ poured
IND | Indirect / Preliminaries | IND-QC | Quality Control & Testing | IND-QC-02 | Soil compaction test (DCP / nuclear densometer) | test | 1 | Sub specialist | Lab technician ×1 | 1 | Test consumables | per test | — | — | — | Nuclear densometer or DCP | Testing lab ¦ Norm: 1 test per 500 m² compact
IND | Indirect / Preliminaries | IND-QC | Quality Control & Testing | IND-QC-03 | NDT weld testing (ultrasonic UT, per weld) | weld | 1 | Sub specialist | NDT technician ×1 | 1 | NDT consumables / couplant | per test | — | — | — | UT or MPI equipment | NDT specialist ¦ Norm: 10–20% of welds for st
LSC — Landscaping
LSC | Landscaping | LSC-SOIL | Soil Preparation | LSC-SOIL-01 | Topsoil supply, spread and grade to levels | m³ | 35 | Sub option | Labourer ×4, Excavator op ×0.5 | 4.5 | Imported screened topsoil | 1 | m³/m³ | Soil conditioner / compost | 0.05 | Mini excavator 5t | Landscaping sub ¦ Grade to ±50mm tolerance; a
LSC | Landscaping | LSC-SOIL | Soil Preparation | LSC-SOIL-02 | Subsoil drainage installation, 100mm perforated pipe | lin.m | 18 | Sub option | Labourer ×3 | 3 | Perforated UPVC pipe 100mm | 1.05 | m/m | Pea gravel surround | 0.04 | Trenching machine | Landscaping sub ¦ Min fall 1:100; connect to
LSC | Landscaping | LSC-PLANT | Planting | LSC-PLANT-01 | Supply and plant trees, 2.5–3.5m height (B&B) | No. | 4 | Sub specialist | Horticulturalist ×1, Labourer ×2 | 3 | Tree (balled and burlap) | 1 | No./No. | Planting backfill mix (50% topsoil+ | 0.3 | Mini excavator (pit dig) | Landscaping specialist ¦ Pit 3× root ball; st
LSC | Landscaping | LSC-PLANT | Planting | LSC-PLANT-02 | Supply and plant shrubs in groundcover mass planting | No. | 30 | Sub specialist | Horticulturalist ×2, Labourer ×2 | 4 | Shrubs 5-litre pot | 1 | No./No. | Planting soil mix | 0.005 | Hand tools | Landscaping specialist ¦ Spacing per plan; mu
LSC | Landscaping | LSC-PLANT | Planting | LSC-PLANT-03 | Grass turfing — supply, lay and roll | m² | 120 | Sub specialist | Labourer ×4, Roller op ×0.5 | 4.5 | Turf rolls (Bermuda or Zoysia) | 1.05 | m²/m² | Pre-seeding fertiliser | 0.025 | Roller | Turfing sub ¦ Lay on moist prepared soil; but
LSC | Landscaping | LSC-PLANT | Planting | LSC-PLANT-04 | Grass seeding — supply, seed and roll | m² | 180 | Sub option | Labourer ×4, Roller op ×0.5 | 4.5 | Grass seed mix (rye/fescue/bermuda) | 0.035 | kg/m² | Starter fertiliser | 0.02 | Seed spreader | Irrigate daily for 4 weeks; oversee
LSC | Landscaping | LSC-IRR | Irrigation Systems | LSC-IRR-01 | Drip irrigation system, supply and install (planting beds) | m² | 60 | Sub specialist | Irrigation tech ×2, Labourer ×1 | 3 | Drip line (16mm) with emitters | 1.1 | m/m² | Pressure regulator | 1 | Trenching tool | Irrigation sub ¦ Emitter spacing 300–600mm; t
LSC | Landscaping | LSC-IRR | Irrigation Systems | LSC-IRR-02 | Pop-up sprinkler system for lawn areas (rotary heads) | m² | 80 | Sub specialist | Irrigation tech ×2, Labourer ×2 | 4 | Pop-up sprinkler heads (12m radius) | 1 | No./100m² | UPVC main pipe 50mm | 0.08 | Trenching machine | Irrigation sub ¦ Overlap coverage 50%; pressu
LSC | Landscaping | LSC-HARD | Hard Landscaping | LSC-HARD-01 | Concrete block paving 80mm, pedestrian, natural finish | m² | 20 | Self-perform | Paving layer ×3, Labourer ×3 | 6 | Concrete block paver 200×100×80mm | 50 | No./m² | Bedding sharp sand 50mm | 0.055 | Plate compactor | Fall min 1.5%; compact after laying
LSC | Landscaping | LSC-HARD | Hard Landscaping | LSC-HARD-02 | Natural stone paving (sandstone/granite 600×600×30mm) | m² | 10 | Sub specialist | Paving layer ×2, Labourer ×2 | 4 | Natural stone paving tile 600×600×30mm | 1.05 | m²/m² | Cement mortar bed 1:3 (50mm) | 0.055 | Wet saw | Stone paving sub ¦ Seal all stone after layin
LSC | Landscaping | LSC-HARD | Hard Landscaping | LSC-HARD-03 | Timber decking (hardwood, composite, 140×22mm boards) | m² | 15 | Sub specialist | Carpenter ×2, Labourer ×1 | 3 | Decking board 140×22mm (treated hardwood | 1.08 | m/m² (running | Steel joist frame 100×50mm | 1.5 | Circular saw + drill | Decking sub ¦ Gap 5–8mm between boards; end-s
LSC | Landscaping | LSC-FEAT | Water Features & Furniture | LSC-FEAT-01 | Precast concrete/stone garden wall (500mm high) | lin.m | 8 | Sub option | Mason ×2, Labourer ×2 | 4 | Precast coping stones or blockwork | 1.05 | lin.m/lin.m | Cement mortar 1:3 | 0.015 | Mixer | Foundation: 300mm wide × 200mm deep
LFT — Lifts & Escalators
LFT | Lifts & Escalators | LFT-ELEV | Passenger Lifts | LFT-ELEV-01 | Passenger lift supply, install, test and commission (6-stop) | No. | 0.12 | Sub specialist | Lift installer team ×5, Supervisor ×1 | 6 | Lift unit complete (rails, car, motor, c | 1 | No./No. | Guide rail fixings and brackets | per design | Lifting gantry (during installation | Lift manufacturer sub ¦ Shaft prepared by bui
LFT | Lifts & Escalators | LFT-ELEV | Passenger Lifts | LFT-ELEV-02 | Passenger lift supply, install, test and commission (10-stop) | No. | 0.08 | Sub specialist | Lift installer team ×6, Supervisor ×1 | 7 | Lift unit complete (MRL or machine room | 1 | No./No. | Shaft liner panels (if required) | per design | Lifting gantry | Lift manufacturer sub ¦ Machine room dimensio
LFT | Lifts & Escalators | LFT-ELEV | Passenger Lifts | LFT-ELEV-03 | Goods/service lift supply, install and commission (4-stop) | No. | 0.15 | Sub specialist | Lift installer team ×4, Supervisor ×1 | 5 | Goods lift unit (1000–2000kg capacity) | 1 | No./No. | Stainless steel car lining | incl. | Lifting gantry | Lift sub ¦ Load rating per brief; pallet truc
LFT | Lifts & Escalators | LFT-ESC | Escalators | LFT-ESC-01 | Escalator supply, install, test and commission (floor to floor) | No. | 0.06 | Sub specialist | Escalator installer ×6, Rigger ×2, Supervisor ×1 | 9 | Escalator unit (full assembly) | 1 | No./No. | Pit and head fixing brackets | per design | Mobile crane (installation) | Escalator manufacturer sub ¦ Truss shipped in
LFT | Lifts & Escalators | LFT-SHAFT | Lift Shaft Works | LFT-SHAFT-01 | RC lift shaft walls, 200mm, C35/45 (per floor) | m³ | 7 | Self-perform | Concretor ×3, Carpenter ×3, Ironworker ×3, Foreman ×0.5 | 9.5 | Ready-mix C35/45 | 1.03 | m³/m³ | Rebar B500 | 130 | Concrete pump | Tolerance ±10mm plan; plumb ±5mm/fl
LFT | Lifts & Escalators | LFT-SHAFT | Lift Shaft Works | LFT-SHAFT-02 | Lift shaft pit waterproofing and sump | No. | 1 | Self-perform | Waterproofer ×2, Plumber ×1, Labourer ×1 | 4 | Crystalline WP coating | 1.5 | kg/m² | Sump pump unit (auto) | 1 | — | Per pit
FFE — Firefighting Systems
FFE | Firefighting Systems | FFE-SPPK | Sprinkler Systems | FFE-SPPK-01 | Wet pipe sprinkler system, black steel SCH10 25mm, typical floor | m | 18 | Sub specialist | Fitter ×2, Helper ×1 | 3 | Black steel SCH10 25mm (grooved/threaded | 1.02 | m/m | Grooved couplings or threaded fitti | 0.5 | Pipe groover/threader | Fire protection sub (FM/NFPA) ¦ NFPA 13 or BS
FFE | Firefighting Systems | FFE-SPPK | Sprinkler Systems | FFE-SPPK-02 | Wet pipe sprinkler system, black steel SCH10 50mm main | m | 10 | Sub specialist | Fitter ×2, Welder ×1, Helper ×1 | 4 | Black steel SCH10 50mm | 1.02 | m/m | Grooved couplings or flanged joints | 0.3 | Pipe groover | Fire protection sub ¦ Hydro test 200 psi (13.
FFE | Firefighting Systems | FFE-SPPK | Sprinkler Systems | FFE-SPPK-03 | Pendant sprinkler head (concealed), supply and fix | No. | 20 | Sub specialist | Fitter ×1 | 1 | Concealed pendant sprinkler head (listed | 1 | No./No. | Cover plate (flush) | 1 | Spanner + ladder | Fire protection sub ¦ K-factor per hydraulic
FFE | Firefighting Systems | FFE-SPPK | Sprinkler Systems | FFE-SPPK-04 | Sprinkler pump set (diesel + electric duty/standby), supply and install | No. | 0.3 | Sub specialist | Fitter ×4, Electrician ×2, Supervisor ×1 | 7 | Pump set unit (factory assembled) | 1 | No./No. | Connecting pipework and flanges | allow | Forklift | Fire protection sub ¦ UL listed; witness test
FFE | Firefighting Systems | FFE-HREEL | Hose Reels & Hydrants | FFE-HREEL-01 | Hose reel cabinet, supply and install (30m hose) | No. | 3 | Sub specialist | Fitter ×2, Labourer ×1 | 3 | Hose reel cabinet with 30m hose | 1 | No./No. | 25mm supply pipe (pre-connected) | 5 | — | Per cabinet
FFE | Firefighting Systems | FFE-HREEL | Hose Reels & Hydrants | FFE-HREEL-02 | Landing valve (wet riser outlet), supply and install | No. | 2 | Sub specialist | Fitter ×2 | 2 | Oblique pattern landing valve 65mm (BS 5 | 1 | No./No. | Box and access door | incl. | Drill + spanner | Fire sub ¦ Pressure tested; padlocked; inspec
FFE | Firefighting Systems | FFE-FOAM | Foam & Gas Systems | FFE-FOAM-01 | CO2/clean agent total flooding system (per zone) | zone | 0.2 | Sub specialist | Specialist tech ×4, Supervisor ×1 | 5 | Agent storage cylinders + manifold | 1 | No. set/zone | Nozzles + distribution pipework | per design | Lifting equipment | Gas suppression sub ¦ NFPA 2001 / BS EN 15004
FAL — Fire Alarm Systems
FAL | Fire Alarm Systems | FAL-DET | Detection & Devices | FAL-DET-01 | Optical smoke detector, supply and fix | No. | 12 | Sub specialist | Fire alarm tech ×1 | 1 | Optical smoke detector (EN 54-7 listed) | 1 | No./No. | Detector base | 1 | Drill + screwdriver | Fire alarm sub ¦ Spacing per BS 5839-1 / NFPA
FAL | Fire Alarm Systems | FAL-DET | Detection & Devices | FAL-DET-02 | Heat detector (rate-of-rise), supply and fix | No. | 12 | Sub specialist | Fire alarm tech ×1 | 1 | Rate-of-rise heat detector (EN 54-5) | 1 | No./No. | Detector base | 1 | Drill + screwdriver | Fire alarm sub ¦ Kitchens, plant rooms, where
FAL | Fire Alarm Systems | FAL-DET | Detection & Devices | FAL-DET-03 | Manual call point (break-glass), supply and fix | No. | 8 | Sub specialist | Fire alarm tech ×1 | 1 | Manual call point (EN 54-11) | 1 | No./No. | Surface/flush backbox | incl. | Drill + screwdriver | Fire alarm sub ¦ 1.4m AFG; within 45m travel
FAL | Fire Alarm Systems | FAL-DET | Detection & Devices | FAL-DET-04 | Sounder/strobe combined, supply and fix | No. | 8 | Sub specialist | Fire alarm tech ×1 | 1 | Sounder/strobe unit (EN 54-3 / EN 54-23) | 1 | No./No. | Surface backbox | incl. | Drill | Fire alarm sub ¦ Audible 65dB(A) at 3m; strob
FAL | Fire Alarm Systems | FAL-PANEL | Control Panels | FAL-PANEL-01 | Addressable fire alarm control panel, supply and install | No. | 0.5 | Sub specialist | Fire alarm tech ×3, Electrician ×1, Supervisor ×0.5 | 4.5 | FACP addressable panel (2–8 loop) | 1 | No./No. | Back-up battery (72hr standby) | 1 | Drill + crimping tools | Fire alarm sub ¦ EN 54-2/4 listed; cause & ef
FAL | Fire Alarm Systems | FAL-CABLE | Cabling & Conduit | FAL-CABLE-01 | Fire-rated 1.5mm² cable (2-core+E) in conduit, pull and fix | m | 25 | Sub specialist | Fire alarm tech ×2, Labourer ×1 | 3 | Fire-rated cable 1.5mm² 2C+E (FP200 or e | 1.05 | m/m | Rigid steel conduit 20mm (surface o | 1.05 | Conduit bender | Fire alarm sub ¦ PH30/PH60 rated (BS 7629); s
FAL | Fire Alarm Systems | FAL-INTG | Integration & Commissioning | FAL-INTG-01 | Fire alarm system commissioning (complete floor) | floor | 0.5 | Sub specialist | Fire alarm engineer ×2, Supervisor ×1 | 3 | Commissioning consumables (tags, labels) | allow | — | — | — | Laptop + software dongle | Fire alarm sub ¦ All devices tested; cause &
GAS — Gas Systems
GAS | Gas Systems | GAS-NAT | Natural Gas / LPG | GAS-NAT-01 | Black steel gas pipe ERW 25mm supply and install (concealed in wall) | m | 12 | Sub specialist | Gas fitter ×2 | 2 | Black steel pipe ERW 25mm | 1.02 | m/m | Pipe fittings (elbows, tees, coupli | 0.4 | Pipe threader | Gas sub (licensed) ¦ Pressure test 1.5× MAWP;
GAS | Gas Systems | GAS-NAT | Natural Gas / LPG | GAS-NAT-02 | Gas pipe 50mm dia (main distribution, surface) | m | 8 | Sub specialist | Gas fitter ×2 | 2 | Black steel pipe ERW 50mm | 1.02 | m/m | Pipe hangers and brackets | 1.5 | Welding set | Gas sub (licensed) ¦ Colour-coded yellow; lab
GAS | Gas Systems | GAS-NAT | Natural Gas / LPG | GAS-NAT-03 | Gas meter compartment, pressure regulating station, supply/install | No. | 0.5 | Sub specialist | Gas engineer ×3, Labourer ×1 | 4 | PRV station assembly (filter+regulator+s | 1 | No./No. | Meter housing enclosure | incl. | — | Per station
GAS | Gas Systems | GAS-NAT | Natural Gas / LPG | GAS-NAT-04 | Gas isolation valve (ball valve), supply and install | No. | 10 | Sub specialist | Gas fitter ×1 | 1 | Ball valve (gas rated, 25mm) | 1 | No./No. | PTFE tape + union connections | 2 | Spanner set | Gas sub ¦ Labelled; accessible; quarter-turn
GAS | Gas Systems | GAS-LPG | LPG Bulk Tank | GAS-LPG-01 | LPG bulk storage tank, supply, install and commission | No. | 0.2 | Sub specialist | Civil eng ×2, Gas eng ×3, Crane op ×1 | 6 | LPG above-ground tank (5,000–20,000L) | 1 | No./No. | Concrete pad foundation (600mm thic | 1 | Mobile crane 20t | Gas authority sub ¦ Civil Authority approval;
KIT — Kitchen Works
KIT | Kitchen Works | KIT-EQUIP | Kitchen Equipment | KIT-EQUIP-01 | Commercial kitchen stainless steel base unit 900×600mm, supply/fix | No. | 6 | Sub specialist | Kitchen fitter ×2 | 2 | SS base unit (as scheduled) | 1 | No./No. | Adjustable feet | 4 | 5 | 1 ¦ Per unit
KIT | Kitchen Works | KIT-EQUIP | Kitchen Equipment | KIT-EQUIP-02 | Commercial cooking range (gas 6-burner), supply, install and commission | No. | 1 | Sub specialist | Kitchen engineer ×2, Gas fitter ×1 | 3 | Cooking range unit (as specified) | 1 | No./No. | Gas flexible hose 1m (TS grade) | 1 | — | Per unit
KIT | Kitchen Works | KIT-EQUIP | Kitchen Equipment | KIT-EQUIP-03 | Commercial dishwasher, supply, install and commission (rack type) | No. | 1 | Sub specialist | Kitchen engineer ×2, Plumber ×1, Electrician ×1 | 4 | Dishwasher unit (as specified) | 1 | No./No. | Hot water supply connection 22mm | allow | Hand tools | Kitchen sub ¦ Hot water 60°C supply; drain fa
KIT | Kitchen Works | KIT-EQUIP | Kitchen Equipment | KIT-EQUIP-04 | Stainless steel sink double-bowl, supply and install | No. | 4 | Sub specialist | Kitchen fitter ×1, Plumber ×1 | 2 | SS sink double-bowl (as specified) | 1 | No./No. | Mixer tap (lever action) | 1 | Hand tools | Kitchen sub ¦ Seal perimeter with food-safe s
KIT | Kitchen Works | KIT-FIN | Kitchen Finishes | KIT-FIN-01 | Commercial kitchen wall cladding (stainless steel sheet 1.2mm) | m² | 8 | Sub specialist | Fitter ×2 | 2 | SS sheet 1.2mm grade 304 | 1.05 | m²/m² | Adhesive / mechanical fixings | 1 | Nibblers + drill | Kitchen sub ¦ Joints caulked; no exposed raw
KIT | Kitchen Works | KIT-FIN | Kitchen Finishes | KIT-FIN-02 | Kitchen quarry tile floor, anti-slip, 150×150mm | m² | 9 | Self-perform | Tiler ×2, Labourer ×2 | 4 | Quarry tile 150×150 anti-slip | 1.08 | m²/m² | Cement adhesive (heavy-duty) | 8 | Tile cutter | Fall to drain 1:80; coved skirting
KIT | Kitchen Works | KIT-EXTR | Kitchen Extraction | KIT-EXTR-01 | Stainless steel extract canopy supply and install (1200×900mm) | No. | 1 | Sub specialist | Sheet metal worker ×2, Ductwork fixer ×1 | 3 | SS extract canopy (as specified) | 1 | No./No. | Grease filters (sets) | 1 | Drill + rivet gun | Kitchen extraction sub ¦ 200mm clear above co
KIT | Kitchen Works | KIT-EXTR | Kitchen Extraction | KIT-EXTR-02 | Kitchen extract ductwork (stainless steel, grease-rated) 400×300mm | m | 8 | Sub specialist | Ductwork fixer ×2, Sheet metal worker ×1 | 3 | SS ductwork 400×300mm (grade 304) | 1.05 | m/m | Flanged joints + fire-rated sealant | 0.5 | Drill + rivet gun | Kitchen sub + ductwork sub ¦ Graded to drain
BTH — Bathroom Works
BTH | Bathroom Works | BTH-SAN | Sanitaryware | BTH-SAN-01 | WC (close-coupled, back-to-wall), supply and install | No. | 3 | Sub specialist | Plumber ×1 | 1 | WC pan + cistern (as scheduled) | 1 | No./No. | WC connector + flush pipe | incl. | Spanner + drill | Plumbing sub ¦ Seal base to floor with silico
BTH | Bathroom Works | BTH-SAN | Sanitaryware | BTH-SAN-02 | Vanity washbasin (counter-top or under-counter), supply and install | No. | 3 | Sub specialist | Plumber ×1 | 1 | Washbasin (as scheduled) | 1 | No./No. | Basin mixer tap (as specified) | 1 | Spanner + drill | Plumbing sub ¦ Silicon seal to vanity top; ov
BTH | Bathroom Works | BTH-SAN | Sanitaryware | BTH-SAN-03 | Bath (acrylic/steel 1700mm), supply and install | No. | 2 | Sub specialist | Plumber ×2, Labourer ×1 | 3 | Bathtub (as scheduled) | 1 | No./No. | Bath filler/overflow set | incl. | Hand tools | Plumbing sub ¦ Level on adjustable feet; rigi
BTH | Bathroom Works | BTH-SAN | Sanitaryware | BTH-SAN-04 | Shower tray (acrylic 900×900mm) + screen, supply and install | No. | 3 | Sub specialist | Plumber ×1, Carpenter ×0.5 | 1.5 | Shower tray + screen (as scheduled) | 1 | No./No. | Shower mixer (thermostatic + handse | 1 | Hand tools + drill | Plumbing sub ¦ Tray level; silicone all joint
BTH | Bathroom Works | BTH-ACC | Bathroom Accessories | BTH-ACC-01 | Bathroom accessory set (towel rail, robe hook, TP holder, soap dish) | set | 5 | Self-perform | Fitter ×1 | 1 | Towel rail + robe hook + TP holder + soa | 1 | set/No. | Stainless steel wall plugs and scre | 4 | Drill + screwdriver | Install after tiling; mark heights
BTH | Bathroom Works | BTH-ACC | Bathroom Accessories | BTH-ACC-02 | Bathroom mirror (600×800mm), frameless, supply and fix | No. | 4 | Self-perform | Fitter ×1 | 1 | Mirror (as scheduled) | 1 | No./No. | Mirror adhesive or mirror screws | 4 | Drill | Level; 50mm clearance below ceiling
BTH | Bathroom Works | BTH-FIN | Bathroom Finishes | BTH-FIN-01 | Bathroom floor tile (porcelain non-slip 300×300mm) | m² | 9 | Self-perform | Tiler ×2, Labourer ×1 | 3 | Porcelain non-slip tile 300×300mm | 1.08 | m²/m² | Adhesive (waterproof grade) | 6 | Tile cutter + wet saw | Fall 1:80 to drain; waterproof memb
BTH | Bathroom Works | BTH-FIN | Bathroom Finishes | BTH-FIN-02 | Bathroom wall tile (ceramic 200×300mm, up to ceiling) | m² | 10 | Self-perform | Tiler ×2, Labourer ×1 | 3 | Ceramic wall tile 200×300mm | 1.08 | m²/m² | Adhesive waterproof grade | 5 | Tile cutter | Plumb starter row; sealant at all i
RCP — Roads & Car Parking
RCP | Roads & Car Parking | RCP-ROAD | Road Construction | RCP-ROAD-01 | Subgrade preparation — compact and trim to formation | m² | 600 | Self-perform | Grader op ×1, Roller op ×1, Labourer ×2 | 4 | — | — | — | — | — | 1 | —
RCP | Roads & Car Parking | RCP-ROAD | Road Construction | RCP-ROAD-02 | Sub-base type 1 granular material, 200mm layer, supply and compact | m² | 300 | Sub option | Roller op ×1, Labourer ×2, Dump truck driver ×2 | 5 | Granular Type 1 sub-base | 0.25 | t/m² | — | — | Vibratory roller 10t | Road contractor ¦ Layer compaction test; CBR
RCP | Roads & Car Parking | RCP-ROAD | Road Construction | RCP-ROAD-03 | Dense bitumen macadam (DBM) base course 60mm, supply and lay | m² | 250 | Sub specialist | Paving gang: Op ×2, Labourer ×4, Roller op ×1 | 7 | DBM base course aggregate | 0.14 | t/m² | Bitumen tack coat (K1-40 emulsion) | 0.35 | Asphalt paver (wheeled) | Road contractor ¦ Laid at min 120°C; 6 roller
RCP | Roads & Car Parking | RCP-ROAD | Road Construction | RCP-ROAD-04 | Wearing course asphalt (AC14 surf) 40mm, supply and lay | m² | 250 | Sub specialist | Paving gang: Op ×2, Labourer ×4, Roller op ×1 | 7 | Asphalt surface course AC14 | 0.092 | t/m² | Tack coat bitumen emulsion | 0.35 | Asphalt paver | Road contractor ¦ Crossfall 2.5%; temperature
RCP | Roads & Car Parking | RCP-ROAD | Road Construction | RCP-ROAD-05 | Precast concrete road kerb (type A), supply and install | lin.m | 25 | Self-perform | Mason ×2, Labourer ×2 | 4 | Precast kerb 125×255mm | 1.05 | lin.m/lin.m | Haunching concrete C20 | 0.025 | Compactor + hand tools | Haunching both sides; set to line a
RCP | Roads & Car Parking | RCP-MARK | Road Markings | RCP-MARK-01 | Road marking, thermoplastic (white/yellow lines, 100mm wide) | lin.m | 200 | Sub specialist | Marking op ×2 | 2 | Thermoplastic compound (2mm dry film) | 0.003 | kg/lin.m | Glass beads (retro-reflective) | 0.001 | Screed machine (thermoplastic) | Road marking sub ¦ Surface dry and clean; wea
RCP | Roads & Car Parking | RCP-PARK | Car Parking | RCP-PARK-01 | Car parking bay marking (5×2.5m bay, lines + number) | bay | 40 | Sub specialist | Marking op ×2 | 2 | Thermoplastic line compound | 0.15 | kg/bay | Bay number stencil + paint | incl. | Spray machine | Road marking sub ¦ Dimensions per local autho
RCP | Roads & Car Parking | RCP-PARK | Car Parking | RCP-PARK-02 | Wheel stop (rubber/concrete), supply and fix | No. | 20 | Self-perform | Labourer ×2 | 2 | Rubber wheel stop 1800×150×100mm | 1 | No./No. | M12 anchor bolts | 4 | Drill + hammer | 600mm from wall; reflective yellow
RCP | Roads & Car Parking | RCP-PARK | Car Parking | RCP-PARK-03 | Car parking barrier (boom gate), supply, install and commission | No. | 0.5 | Sub specialist | Electrician ×2, Installer ×2, Labourer ×1 | 5 | Boom gate unit (auto, 4m arm) | 1 | No./No. | Control loop detector + detector ca | incl. | Concrete foundation | Barrier sub ¦ Power 230V; 24V DC backup; UPS
RCP | Roads & Car Parking | RCP-PARK | Car Parking | RCP-PARK-04 | Multi-storey car park post-tensioned slab, supply and construct | m² | 8 | Sub specialist | PT gang ×6, Concretor ×4, Carpenter ×4, Ironworker ×4, Forem | 19 | Ready-mix C40/50 low-shrinkage | 0.225 | m³/m² | PT strands (monostrand 13mm) | 1.2 | PT stressing jack + pump | PT specialist sub ¦ Waterproof coating on sof
FAC — Facade Systems
FAC | Facade Systems | FAC-CURTW | Curtain Walling | FAC-CURTW-01 | Stick system aluminium curtain wall, supply and install | m² | 4 | Sub specialist | CW fixer ×3, Crane/hoist op ×0.5, Supervisor ×0.5 | 4 | Aluminium mullion + transom system | 1.02 | m²/m² (profile | Thermally broken glazing unit (DGU | 1.05 | Access cradle or scaffold | Facade specialist sub ¦ Deflection L/500; air
FAC | Facade Systems | FAC-CURTW | Curtain Walling | FAC-CURTW-02 | Unitised curtain wall system, supply and install | m² | 3 | Sub specialist | CW fixer ×4, Crane op ×1, Supervisor ×1 | 6 | Factory-assembled curtain wall units | 1 | m²/m² | Anchor brackets (cast-in or drilled | 2 | Mobile crane or hoist | Facade specialist sub ¦ Units factory glazed;
FAC | Facade Systems | FAC-CLAD | Cladding Systems | FAC-CLAD-01 | Aluminium composite panel (ACP) cladding, supply and install | m² | 12 | Sub specialist | Cladding fixer ×3, Labourer ×1 | 4 | ACP panel 4mm (as specified) | 1.05 | m²/m² | Aluminium sub-frame (hat section) | 2.5 | Drill + rivet gun | Cladding sub ¦ Drainage and ventilation gap b
FAC | Facade Systems | FAC-CLAD | Cladding Systems | FAC-CLAD-02 | Natural stone cladding (granite 600×400×30mm), supply and fix | m² | 5 | Sub specialist | Stone fixer ×2, Labourer ×1 | 3 | Granite stone cladding tile 600×400×30mm | 1.03 | m²/m² | Stainless steel mechanical anchors | 4 | Drill + angle grinder | Stone sub ¦ Anchor design by engineer; sample
FAC | Facade Systems | FAC-CLAD | Cladding Systems | FAC-CLAD-03 | Terracotta rainscreen panel cladding, supply and install | m² | 6 | Sub specialist | Cladding fixer ×3, Labourer ×1 | 4 | Terracotta panel (as specified) | 1.05 | m²/m² | Aluminium T-rail sub-frame | 3 | Drill + hand tools | Facade sub ¦ Open joint system; cavity ventil
FAC | Facade Systems | FAC-GLS | Glazing | FAC-GLS-01 | Structural glazing (silicone-fixed) external facade | m² | 5 | Sub specialist | Glazier ×3, Labourer ×1, Crane op ×0.5 | 4.5 | Structural DGU (6/12/6 low-E coated) | 1.02 | m²/m² | Structural silicone 2-part | 0.5 | Vacuum cup lifters | Glazing specialist sub ¦ Cure 21 days before
FAC | Facade Systems | FAC-SEAL | Sealing & Waterproofing | FAC-SEAL-01 | Facade joint sealant (movement joint, silicone or PU) | lin.m | 15 | Sub specialist | Sealant applicator ×2 | 2 | Backing rod 20mm (closed-cell PE) | 1.05 | m/m | Silicone or PU sealant (UV grade) | 0.3 | Caulking gun | Sealant sub ¦ Joint width 15–25mm; depth = 50
INS — Insulation & Tiling System
INS | Insulation & Tiling System | INS-WALL | Wall Insulation | INS-WALL-01 | Rigid PIR board insulation 75mm, internal wall (dot-and-dab or frame) | m² | 20 | Self-perform | Insulation fixer ×2 | 2 | PIR board 75mm (0.022 W/mK) | 1.05 | m²/m² | Adhesive dabs or mechanical fixings | 5 | Knife + straight edge | Stagger joints; tape all joints; VC
INS | Insulation & Tiling System | INS-WALL | Wall Insulation | INS-WALL-02 | Mineral wool batt 100mm in stud wall cavity | m² | 25 | Self-perform | Insulation fixer ×2 | 2 | Mineral wool batt 100mm (34 kg/m³) | 1.05 | m²/m² | — | — | Knife | Friction fit between studs at 400 o
INS | Insulation & Tiling System | INS-WALL | Wall Insulation | INS-WALL-03 | Spray polyurethane foam insulation (open cell, 100mm) to wall | m² | 18 | Sub specialist | Spray foam op ×2 | 2 | 2-part polyurethane spray foam (yield 10 | 4 | kg/m² | — | — | Spray foam rig (heated) | Spray foam sub ¦ Substrate temp >10°C; cut fl
INS | Insulation & Tiling System | INS-CEIL | Ceiling Insulation | INS-CEIL-01 | Blown mineral wool to flat roof / ceiling void, 150mm depth | m² | 35 | Sub option | Insulation op ×2 | 2 | Blown mineral wool (loose fill) | 5 | kg/m² | Vapour control layer (polyethylene | if req | Blowing machine | Insulation sub ¦ 150mm depth min; depth marke
INS | Insulation & Tiling System | INS-CEIL | Ceiling Insulation | INS-CEIL-02 | PIR board 50mm above suspended ceiling (acoustic+thermal) | m² | 30 | Self-perform | Insulation fixer ×2 | 2 | PIR board 50mm with aluminium facings | 1.05 | m²/m² | Adhesive or lay-on-grid | allow | Knife + straight edge | Lay on exposed grid or fix to soffi
INS | Insulation & Tiling System | INS-FLOOR | Floor Insulation | INS-FLOOR-01 | XPS extruded polystyrene 50mm under screed (thermal break) | m² | 45 | Self-perform | Insulation fixer ×2 | 2 | XPS board 50mm (0.033 W/mK), 150kPa comp | 1.05 | m²/m² | Polyethylene slip membrane 125 micr | 1.1 | Knife + straight edge | Stagger all joints; membrane overla
INS | Insulation & Tiling System | INS-ACST | Acoustic Insulation | INS-ACST-01 | Acoustic insulation — resilient bar system to stud wall | m² | 18 | Sub specialist | Acoustic fixer ×2, Dryliner ×1 | 3 | Resilient bars at 400mm c/c | 2.5 | m/m² | Mineral wool acoustic batt 100mm | 1.05 | Screw gun + drill | Acoustic sub ¦ Discontinuous construction; no
INS | Insulation & Tiling System | INS-TILE | Tiling System (complete) | INS-TILE-01 | Full tiling system — bathroom: waterproof membrane + tiles (walls) | m² | 8 | Self-perform | Waterproofer ×1, Tiler ×2, Labourer ×1 | 4 | Polyurethane WP membrane (2 coats) | 1.5 | kg/m² | Ceramic wall tile 200×300mm | 1.08 | Tile cutter | WP membrane first; tile after 24h c
INS | Insulation & Tiling System | INS-TILE | Tiling System (complete) | INS-TILE-02 | Full tiling system — bathroom: screed + WP + floor tiles | m² | 7 | Self-perform | Screed layer ×2, Waterproofer ×1, Tiler ×2, Labourer ×2 | 8 | Sand-cement screed 40mm (bonded) | 0.045 | m³/m² | PU waterproof membrane 2 coats | 1.5 | Mixer | Fall 1:80 to drain; WP upturn 300mm
CLG — False Ceilings & Bulkheads
CLG | False Ceilings & Bulkheads | CLG-GYP | Plasterboard Ceilings | CLG-GYP-01 | Single layer 12.5mm plasterboard ceiling on metal grid | m² | 18 | Self-perform | Dryliner ×3, Labourer ×2 | 5 | Standard plasterboard 12.5mm (1200×2400m | 1.08 | m²/m² | Primary and secondary furring chann | 2.8 | Screw gun + bench saw | Fix at 150mm from perimeter; 300mm
CLG | False Ceilings & Bulkheads | CLG-GYP | Plasterboard Ceilings | CLG-GYP-02 | Double layer 12.5mm plasterboard ceiling (fire-rated 60 min) | m² | 15 | Self-perform | Dryliner ×3, Labourer ×2 | 5 | Standard plasterboard 12.5mm (×2 layers) | 2.16 | m²/m² | Fire-rated furring channels | 2.8 | Screw gun + bench saw | Stagger joints between layers; scre
CLG | False Ceilings & Bulkheads | CLG-GYP | Plasterboard Ceilings | CLG-GYP-03 | Skim coat and paint to plasterboard ceiling (2 coats) | m² | 22 | Self-perform | Plasterer ×2, Painter ×2 | 4 | Joint filler / skim coat | 1.5 | kg/m² | Emulsion paint (2 coats) | 0.24 | Stilts + roller + hawk | Tape and jointing before skim; sand
CLG | False Ceilings & Bulkheads | CLG-GRID | Exposed Grid Ceilings | CLG-GRID-01 | Suspended exposed T-bar grid ceiling, 600×600mm module | m² | 25 | Self-perform | Ceiling fixer ×3, Labourer ×2 | 5 | T-bar grid system (main + cross tees) | 2.5 | lin.m/m² | Suspension rod + anchor | 1 | Drill + cutting tool | Level within ±3mm over 3m; tie wire
CLG | False Ceilings & Bulkheads | CLG-GRID | Exposed Grid Ceilings | CLG-GRID-02 | Mineral fibre tile 600×600×15mm, lay in suspended grid | m² | 30 | Self-perform | Ceiling fixer ×2, Labourer ×1 | 3 | Mineral fibre tile 600×600×15mm (as spec | 1.05 | m²/m² | — | — | Tile cutter | Cut tiles at perimeter; directional
CLG | False Ceilings & Bulkheads | CLG-GRID | Exposed Grid Ceilings | CLG-GRID-03 | Perforated lay-in metal tile 600×600mm (acoustic), supply and lay | m² | 18 | Sub option | Ceiling fixer ×2 | 2 | Perforated metal tile 600×600mm + acoust | 1.05 | m²/m² | Acoustic fleece pad (if not pre-bon | if req | Tin snips + tile cutter | Metal ceiling sub ¦ Handle carefully; no bend
CLG | False Ceilings & Bulkheads | CLG-SPEC | Specialist Ceilings | CLG-SPEC-01 | Linear metal ceiling (aluminium strip system, 100mm wide), supply/install | m² | 10 | Sub specialist | Ceiling fixer ×3, Labourer ×1 | 4 | Aluminium strip extrusion 100mm (anodise | 1.08 | lin.m/m² | Carrier rail (double hook) | 0.5 | Drill + rivet gun | Metal ceiling sub ¦ Linear direction agreed;
CLG | False Ceilings & Bulkheads | CLG-SPEC | Specialist Ceilings | CLG-SPEC-02 | Stretched fabric ceiling system, supply and install | m² | 6 | Sub specialist | Fabric ceiling installer ×3 | 3 | PVC or polyester stretch fabric (as spec | 1.02 | m²/m² | Aluminium perimeter track | 0.4 | Hot-air gun (fabric tensioning) | Fabric ceiling sub ¦ Luminaires and services
CLG | False Ceilings & Bulkheads | CLG-BULK | Bulkheads | CLG-BULK-01 | Plasterboard bulkhead (concealing beam/service), vertical drop up to 400mm | lin.m | 12 | Self-perform | Dryliner ×2, Labourer ×1 | 3 | Steel stud 70mm + track | 2 | m/lin.m | Plasterboard 12.5mm (both faces + s | 2.5 | Screw gun + saw | Fix frame to slab and adjacent wall
CLG | False Ceilings & Bulkheads | CLG-BULK | Bulkheads | CLG-BULK-02 | MDF bulkhead (joinery-grade, 18mm MDF, router detail) | lin.m | 8 | Sub specialist | Joiner ×2 | 2 | MDF 18mm (as designed profile) | 2.5 | m²/lin.m | Timber battens (fixing frame 47×47) | 2 | Router + circular saw + drill | Joinery sub ¦ Design detail drawing required;
CLG | False Ceilings & Bulkheads | CLG-BULK | Bulkheads | CLG-BULK-03 | GRC / precast ornamental cornice (100–200mm projection), supply and fix | lin.m | 10 | Sub specialist | GRC fixer ×2 | 2 | GRC cornice section (as designed) | 1.05 | lin.m/lin.m | Adhesive (gypsum dab) | 0.5 | Mitre saw + drill | GRC sub ¦ Plumb to wall and level soffit; mit
CLG | False Ceilings & Bulkheads | CLG-BULK | Bulkheads | CLG-BULK-04 | Ceiling access panel (600×600mm, plasterboard flush), supply and install | No. | 5 | Self-perform | Dryliner ×1 | 1 | Flush access panel unit (600×600mm, spri | 1 | No./No. | Frame fixing screws + plasterboard | incl. | Drill + screwdriver | Position above MEP valves and dampe
COM — Communication Systems
COM | Communication Systems | COM-DATA | Data & Network Infrastructure | COM-DATA-01 | Structured cabling Cat 6A UTP, pull and terminate (data point) | point | 10 | Sub specialist | Data tech ×2 | 2 | Cat 6A UTP cable (avg 80m run) | 84 | m/point | RJ45 keystone module | 1 | Punch-down tool + cable tester | ELV / data sub ¦ Test all 4 pairs with level
COM | Communication Systems | COM-DATA | Data & Network Infrastructure | COM-DATA-02 | Floor distribution unit (FDU / zone patch panel) 24-port, supply/install | No. | 1 | Sub specialist | Data tech ×2 | 2 | 24-port Cat 6A patch panel | 1 | No./No. | 1U wall box or mini-rack | incl. | Rack screws + crimp tool | Data sub ¦ Label all ports; test links to TOR
COM | Communication Systems | COM-DATA | Data & Network Infrastructure | COM-DATA-03 | Main distribution frame (MDF) / server rack 42U, supply/install/cable | No. | 0.5 | Sub specialist | Data tech ×3, Electrician ×1, Supervisor ×0.5 | 4.5 | 42U equipment rack (800×1000mm) | 1 | No./No. | PDU (power distribution unit) 16A | 2 | Drill + rack tools | Data / IT sub ¦ Earth bonding to rack; raised
COM | Communication Systems | COM-WIFI | Wi-Fi Systems | COM-WIFI-01 | Wi-Fi access point (ceiling-mount, 802.11ax), supply and fix | No. | 6 | Sub specialist | ELV tech ×2 | 2 | Wi-Fi AP (as specified, PoE) | 1 | No./No. | Cat 6A cable run to switch (avg 40m | 40 | Drill + crimping tool | Data / ELV sub ¦ PoE switch port required (80
COM | Communication Systems | COM-WIFI | Wi-Fi Systems | COM-WIFI-02 | Wireless controller and PoE switch 24-port, supply/install/configure | No. | 0.5 | Sub specialist | Data tech ×2, Network engineer ×1 | 3 | PoE+ managed switch 24-port (as specifie | 1 | No./No. | Patch leads | allow | Rack tools + laptop | Data sub ¦ VLAN configuration; SSID broadcast
COM | Communication Systems | COM-TEL | Telephone & PABX | COM-TEL-01 | IP telephone handset, supply, fix and programme | No. | 8 | Sub specialist | ELV tech ×1 | 1 | IP desk phone (as specified) | 1 | No./No. | Cat 6A cable run (if dedicated, avg | 60 | Crimping tool | ELV sub ¦ PoE powered; SIP register to PABX;
COM | Communication Systems | COM-TEL | Telephone & PABX | COM-TEL-02 | IP PABX system (50-user), supply, install and configure | system | 0.2 | Sub specialist | VoIP engineer ×3, Electrician ×1 | 4 | IP PABX server / appliance | 1 | No./No. | Power supply + UPS | incl. | Rack tools + laptop | Telecom sub ¦ Dial plan configured; IVR; hunt
COM | Communication Systems | COM-PA | Public Address & Sound | COM-PA-01 | Ceiling speaker (100V line, 6W), supply, fix and wire | No. | 8 | Sub specialist | ELV tech ×1 | 1 | Ceiling speaker 100V (6W, EN 54-24 where | 1 | No./No. | Speaker cable 2-core 1.5mm² (avg 30 | 30 | Drill + crimping tool | PA sub ¦ 100V line daisy chain; power tap set
COM | Communication Systems | COM-PA | Public Address & Sound | COM-PA-02 | PA/VA amplifier rack and zone controller, supply/install/commission | No. | 0.3 | Sub specialist | AV tech ×3, Electrician ×1, Supervisor ×0.5 | 4.5 | PA amplifier (500W per zone) | 1 | No./No. | Zone controller + EQ | incl. | Rack tools + test mic + SPL meter | PA sub ¦ Emergency voice alarm (EVA) to BS 58
COM | Communication Systems | COM-INTER | Intercom & Door Entry | COM-INTER-01 | Video door entry system (1 door station + master monitor), supply/install | No. | 2 | Sub specialist | ELV tech ×2 | 2 | Door station unit (IP camera + call butt | 1 | No./No. | Indoor monitor (7-inch colour) | 1 | Drill + crimping tool | ELV sub ¦ IP-based; PoE; door release relay o
COM | Communication Systems | COM-INTER | Intercom & Door Entry | COM-INTER-02 | Nurse call / patient call system (per bed), supply and fix | No. | 6 | Sub specialist | ELV tech ×2 | 2 | Call unit (bed head, pull cord, cancel b | 1 | No./bed | Nurse call controller (per ward) | shared | Drill + screwdriver | Nurse call sub ¦ BS EN ISO 11073 / HTM 08-03;
COM | Communication Systems | COM-AV | Audio-Visual Systems | COM-AV-01 | Video projector + screen + AV rack (meeting room, 40m²), supply/install | room | 0.4 | Sub specialist | AV tech ×3, Electrician ×1 | 4 | Laser projector (as specified) | 1 | No./room | Motorised projection screen | 1 | Drill + HDMI + AV tools | AV sub ¦ Colour temperature 6500K; ambient li
COM | Communication Systems | COM-AV | Audio-Visual Systems | COM-AV-02 | Digital signage display (65-inch commercial LCD), supply/fix/wire | No. | 3 | Sub specialist | AV tech ×2 | 2 | Commercial LCD 65-inch (as specified) | 1 | No./No. | VESA wall/ceiling mount (heavy duty | 1 | Drill + HDMI tools | AV sub ¦ Portrait or landscape per brief; 16/
COM | Communication Systems | COM-MATV | Master Antenna TV (MATV) | COM-MATV-01 | MATV/IPTV satellite dish and headend, supply/install/commission | system | 0.2 | Sub specialist | MATV tech ×3, Roofer ×1, Supervisor ×0.5 | 4.5 | Satellite dish (0.9m or 1.2m) + LNB | 1 | No./system | Headend rack (amplifiers + modulato | incl. | Drill + coax crimper | MATV sub ¦ Signal level >55 dBuV at all outle
COM | Communication Systems | COM-MATV | Master Antenna TV (MATV) | COM-MATV-02 | TV coaxial outlet, supply, fix and connect to MATV distribution | point | 12 | Sub specialist | ELV tech ×1 | 1 | TV outlet plate + F-connector | 1 | No./No. | RG6 coaxial cable (avg 40m run) | 40 | Drill + coax crimp tool | ELV / MATV sub ¦ Signal level 55–80 dBuV at o
COM | Communication Systems | COM-SEC | Security Systems | COM-SEC-01 | IP CCTV camera (2MP dome, outdoor IP66), supply/fix/wire | No. | 4 | Sub specialist | ELV tech ×2, Labourer ×1 | 3 | IP dome camera 2MP (IP66, IR 30m) | 1 | No./No. | Cat6A cable (avg 60m run) | 60 | Drill + crimping tool | CCTV sub ¦ PoE powered; NVR recording central
COM | Communication Systems | COM-SEC | Security Systems | COM-SEC-02 | NVR unit 16-channel + 8TB storage, supply/install/configure | No. | 0.5 | Sub specialist | ELV tech ×3 | 3 | NVR 16-channel (H.265) + 8TB HDD | 1 | No./No. | PoE switch 16-port | if required | Rack/shelf mount + laptop | CCTV sub ¦ 30-day retention at 2MP 15fps; RAI
COM | Communication Systems | COM-SEC | Security Systems | COM-SEC-03 | Intruder alarm — PIR detector, supply and fix | No. | 8 | Sub specialist | Alarm tech ×1 | 1 | PIR detector (dual-technology, pet-immun | 1 | No./No. | 4-core cable 0.22mm² (avg 20m run) | 20 | Drill + screwdriver | Security sub ¦ EN 50131 Grade 2; 2.3m height;
COM | Communication Systems | COM-SEC | Security Systems | COM-SEC-04 | Intruder alarm control panel (8-zone), supply/install/commission | No. | 0.5 | Sub specialist | Alarm tech ×2 | 2 | Alarm panel 8-zone (EN 50131 Grade 2) | 1 | No./No. | Battery backup 12V 7Ah | 1 | Drill + crimping tools + laptop | Security sub ¦ 24hr backup power; remote moni

## 3_BOQ_MAPPING
BOQ → ESTIMATE NORM → PACKAGE MAPPING
Every BOQ line item linked to its norm code, estimate package, operation type, and resource classification
BOQ Sec | Item | BOQ Description | Unit | Norm Code | Estimate Package | Op Code | Primary Resource Types | Procurement | Notes
SECTION 1 — CIVIL WORKS — Demolition, Earthworks & Piling
1 | 1.01 | Demolition: break out RC slab 150-200mm | m² | CIV-DEMO-01 | EP-CIV-DEMO | OP-01 | Manpower + Equipment + Subcontract | Sub option | Demolition
1 | 1.02 | Demolition: break out mass concrete footings | m³ | CIV-DEMO-02 | EP-CIV-DEMO | OP-01 | Manpower + Equipment + Subcontract | Sub option | Demolition
1 | 1.03 | Soft strip internal finishes (plaster, tiles, joinery) | m² | CIV-DEMO-03 | EP-CIV-DEMO | OP-01 | Material + Manpower + Equipment + Subcontract | Sub option | Demolition
1 | 1.04 | Saw-cut RC slab 200mm depth | lin.m | CIV-DEMO-04 | EP-CIV-DEMO | OP-01 | Material + Manpower + Equipment + Subcontract | Sub specialist | Demolition
1 | 1.05 | Bulk excavation in medium ground | m³ | CIV-ERTH-01 | EP-CIV-ERTH | OP-02 | Manpower + Equipment | Self-perform | Earthworks
1 | 1.06 | Reduced level excavation (trim to formation) | m³ | CIV-ERTH-03 | EP-CIV-ERTH | OP-02 | Manpower + Equipment | Self-perform | Earthworks
1 | 1.07 | Excavation for pad/strip foundations by machine | m³ | CIV-ERTH-05 | EP-CIV-ERTH | OP-02 | Manpower + Equipment | Self-perform | Earthworks
1 | 1.08 | Backfill and compact, imported granular fill | m³ | CIV-ERTH-06 | EP-CIV-ERTH | OP-02 | Material + Manpower + Equipment | Self-perform | Earthworks
1 | 1.09 | Backfill using excavated spoil (suitable material) | m³ | CIV-ERTH-07 | EP-CIV-ERTH | OP-02 | Manpower + Equipment | Self-perform | Earthworks
1 | 1.10 | Bored piles 450mm dia 12m depth (cast in-situ) | Pile | CIV-PILE-01 | EP-CIV-PILE | OP-03 | Material + Manpower + Equipment + Subcontract | Sub specialist | Piling
1 | 1.11 | Bored piles 600mm dia 18m depth | Pile | CIV-PILE-02 | EP-CIV-PILE | OP-03 | Material + Manpower + Equipment + Subcontract | Sub specialist | Piling
SECTION 2 — STRUCTURAL WORKS — Concrete, Formwork, Rebar & Steel
2 | 2.01 | Blinding concrete C15, 50mm under raft | m² | STR-CON-01 | EP-STR-CON | OP-01 | Material + Manpower + Equipment | Self-perform | Concrete Works
2 | 2.02 | Raft foundation concrete C35/45, 400-600mm | m³ | STR-CON-03 | EP-STR-CON | OP-01 | Material + Manpower + Equipment | Self-perform | Concrete Works
2 | 2.03 | Ground-bearing slab C30/37, 150mm power float | m² | STR-CON-11 | EP-STR-CON | OP-01 | Material + Manpower + Equipment | Self-perform | Concrete Works
2 | 2.04 | Columns concrete C40/50 all heights | m³ | STR-CON-05 | EP-STR-CON | OP-01 | Material + Manpower + Equipment | Self-perform | Concrete Works
2 | 2.05 | Structural concrete wall C35/45, 200mm | m³ | STR-CON-07 | EP-STR-CON | OP-01 | Material + Manpower + Equipment | Self-perform | Concrete Works
2 | 2.06 | Suspended slab concrete C35/45, flat plate 200mm | m³ | STR-CON-09 | EP-STR-CON | OP-01 | Material + Manpower + Equipment | Self-perform | Concrete Works
2 | 2.07 | Staircase flight concrete C35/45 | m³ | STR-CON-12 | EP-STR-CON | OP-01 | Material + Manpower + Equipment | Self-perform | Concrete Works
2 | 2.08 | Formwork to edges of raft / pad footings | m² | STR-FWK-01 | EP-STR-FWK | OP-02 | Material + Manpower + Equipment | Self-perform | Formwork
2 | 2.09 | Column formwork, rectangular proprietary system | m² | STR-FWK-03 | EP-STR-FWK | OP-02 | Material + Manpower + Equipment | Self-perform | Formwork
2 | 2.10 | Wall formwork, straight proprietary panel | m² | STR-FWK-05 | EP-STR-FWK | OP-02 | Material + Manpower + Equipment | Self-perform | Formwork
2 | 2.11 | Slab soffit formwork, flat plate (prop system) | m² | STR-FWK-07 | EP-STR-FWK | OP-02 | Material + Manpower + Equipment | Self-perform | Formwork
2 | 2.12 | Rebar B500 — raft foundations | Tonne | STR-RBR-01 | EP-STR-RBR | OP-03 | Material + Manpower + Equipment | Self-perform | Rebar
2 | 2.13 | Rebar B500 — columns | Tonne | STR-RBR-02 | EP-STR-RBR | OP-03 | Material + Manpower + Equipment | Self-perform | Rebar
2 | 2.14 | Rebar B500 — suspended slabs | Tonne | STR-RBR-03 | EP-STR-RBR | OP-03 | Material + Manpower + Equipment | Self-perform | Rebar
2 | 2.15 | Rebar B500 — walls and cores | Tonne | STR-RBR-04 | EP-STR-RBR | OP-03 | Material + Manpower + Equipment | Self-perform | Rebar
2 | 2.16 | Welded mesh A393 supply and fix | m² | STR-RBR-06 | EP-STR-RBR | OP-03 | Material + Manpower + Equipment | Self-perform | Rebar
2 | 2.17 | Structural steel columns fabricate, supply, erect | Tonne | STR-STL-01 | EP-STR-STL | OP-04 | Material + Manpower + Equipment + Subcontract | Sub specialist | Structural Steel
2 | 2.18 | Structural steel beams fabricate, supply, erect | Tonne | STR-STL-02 | EP-STR-STL | OP-04 | Material + Manpower + Equipment + Subcontract | Sub specialist | Structural Steel
SECTION 3 — ARCHITECTURAL FINISHES — Masonry, Plaster, Screed, Waterproofing, Tiling, Paint
3 | 3.01 | Concrete blockwork 200mm solid, internal walls | m² | ARC-MAS-01 | EP-ARC-MAS | OP-01 | Material + Manpower + Equipment | Self-perform | Masonry
3 | 3.02 | Concrete blockwork 100mm partition walls | m² | ARC-MAS-02 | EP-ARC-MAS | OP-01 | Material + Manpower + Equipment | Self-perform | Masonry
3 | 3.03 | Lightweight AAC blockwork 200mm | m² | ARC-MAS-03 | EP-ARC-MAS | OP-01 | Material + Manpower + Equipment | Self-perform | Masonry
3 | 3.04 | Facing brickwork, stretcher bond (external feature) | m² | ARC-MAS-04 | EP-ARC-MAS | OP-01 | Material + Manpower + Equipment + Subcontract | Sub option | Masonry
3 | 3.05 | Gypsum plaster 2-coat 12mm walls | m² | ARC-PLST-01 | EP-ARC-PLST | OP-01 | Material + Manpower + Equipment | Self-perform | Plastering
3 | 3.06 | Sand-cement render 15mm external walls | m² | ARC-PLST-02 | EP-ARC-PLST | OP-01 | Material + Manpower + Equipment | Self-perform | Plastering
3 | 3.07 | Gypsum plaster to soffits 10mm overhead | m² | ARC-PLST-03 | EP-ARC-PLST | OP-01 | Material + Manpower + Equipment | Self-perform | Plastering
3 | 3.08 | Bituminous sheet membrane 2-layer (Type 3+4) | m² | ARC-WTPR-01 | EP-ARC-WTPR | OP-02 | Material + Manpower + Equipment + Subcontract | Sub specialist | Waterproofing
3 | 3.09 | Liquid PU membrane 2 coats | m² | ARC-WTPR-02 | EP-ARC-WTPR | OP-02 | Material + Manpower + Equipment + Subcontract | Sub specialist | Waterproofing
3 | 3.10 | Waterproofing wet-area floors and walls | m² | ARC-WTPR-04 | EP-ARC-WTPR | OP-02 | Material + Manpower + Equipment + Subcontract | Sub specialist | Waterproofing
3 | 3.11 | Sand-cement screed 65mm unbonded | m² | ARC-SCRZ-01 | EP-ARC-SCRZ | OP-03 | Material + Manpower + Equipment | Self-perform | Screeding
3 | 3.12 | Sand-cement screed 40mm bonded | m² | ARC-SCRZ-02 | EP-ARC-SCRZ | OP-03 | Material + Manpower + Equipment | Self-perform | Screeding
3 | 3.13 | Self-levelling compound 5-10mm | m² | ARC-SCRZ-03 | EP-ARC-SCRZ | OP-03 | Material + Manpower + Equipment + Subcontract | Sub specialist | Screeding
3 | 3.14 | Ceramic floor tiles 300×300mm | m² | ARC-TILE-01 | EP-ARC-TILE | OP-04 | Material + Manpower + Equipment | Self-perform | Tiling
3 | 3.15 | Porcelain floor tiles 600×600mm (feature) | m² | ARC-TILE-02 | EP-ARC-TILE | OP-04 | Material + Manpower + Equipment + Subcontract | Sub specialist | Tiling
3 | 3.16 | Ceramic wall tiles 200×300mm | m² | ARC-TILE-03 | EP-ARC-TILE | OP-04 | Material + Manpower + Equipment | Self-perform | Tiling
3 | 3.17 | Emulsion paint 2 coats internal walls | m² | ARC-PAINT-01 | EP-ARC-PAINT | OP-05 | Material + Manpower + Equipment | Self-perform | Painting
3 | 3.18 | Textured external masonry paint 2 coats | m² | ARC-PAINT-03 | EP-ARC-PAINT | OP-05 | Material + Manpower + Equipment | Self-perform | Painting
SECTION 4 — FACADE & ENVELOPE — Curtain Wall, ACP Cladding, Glazing, Sealing
4 | 4.01 | Stick system aluminium curtain wall | m² | FAC-CURTW-01 | EP-FAC-CURTW | OP-01 | Material + Manpower + Equipment + Subcontract | Sub specialist | Curtain Walling
4 | 4.02 | Unitised curtain wall system | m² | FAC-CURTW-02 | EP-FAC-CURTW | OP-01 | Material + Manpower + Equipment + Subcontract | Sub specialist | Curtain Walling
4 | 4.03 | ACP cladding 4mm, aluminium sub-frame | m² | FAC-CLAD-01 | EP-FAC-CLAD | OP-02 | Material + Manpower + Equipment + Subcontract | Sub specialist | Cladding Systems
4 | 4.04 | Natural stone cladding granite 600×400×30mm | m² | FAC-CLAD-02 | EP-FAC-CLAD | OP-02 | Material + Manpower + Equipment + Subcontract | Sub specialist | Cladding Systems
4 | 4.05 | Terracotta rainscreen panel cladding | m² | FAC-CLAD-03 | EP-FAC-CLAD | OP-02 | Material + Manpower + Equipment + Subcontract | Sub specialist | Cladding Systems
4 | 4.06 | Structural glazing silicone-fixed external | m² | FAC-GLS-01 | EP-FAC-GLS | OP-03 | Material + Manpower + Equipment + Subcontract | Sub specialist | Glazing
4 | 4.07 | Facade movement joint sealant PU/silicone | lin.m | FAC-SEAL-01 | EP-FAC-SEAL | OP-04 | Material + Manpower + Equipment + Subcontract | Sub specialist | Sealing & Waterproofing
SECTION 5 — FALSE CEILINGS & BULKHEADS — PB, Grid, Specialist, Bulkheads
5 | 5.01 | Plasterboard ceiling 12.5mm single layer on metal grid | m² | CLG-GYP-01 | EP-CLG-GYP | OP-01 | Material + Manpower + Equipment | Self-perform | Plasterboard Ceilings
5 | 5.02 | Plasterboard ceiling double layer fire-rated 60 min | m² | CLG-GYP-02 | EP-CLG-GYP | OP-01 | Material + Manpower + Equipment | Self-perform | Plasterboard Ceilings
5 | 5.03 | Skim coat and paint to plasterboard ceiling | m² | CLG-GYP-03 | EP-CLG-GYP | OP-01 | Material + Manpower + Equipment | Self-perform | Plasterboard Ceilings
5 | 5.04 | Suspended T-bar grid 600×600mm module | m² | CLG-GRID-01 | EP-CLG-GRID | OP-02 | Material + Manpower + Equipment | Self-perform | Exposed Grid Ceilings
5 | 5.05 | Mineral fibre tile 600×600×15mm lay in grid | m² | CLG-GRID-02 | EP-CLG-GRID | OP-02 | Material + Manpower + Equipment | Self-perform | Exposed Grid Ceilings
5 | 5.06 | Perforated metal tile 600×600mm acoustic | m² | CLG-GRID-03 | EP-CLG-GRID | OP-02 | Material + Manpower + Equipment + Subcontract | Sub option | Exposed Grid Ceilings
5 | 5.07 | Linear aluminium strip ceiling 100mm wide | m² | CLG-SPEC-01 | EP-CLG-SPEC | OP-03 | Material + Manpower + Equipment + Subcontract | Sub specialist | Specialist Ceilings
5 | 5.08 | Stretched fabric ceiling system | m² | CLG-SPEC-02 | EP-CLG-SPEC | OP-03 | Material + Manpower + Equipment + Subcontract | Sub specialist | Specialist Ceilings
5 | 5.09 | Plasterboard bulkhead concealing beam drop | lin.m | CLG-BULK-01 | EP-CLG-BULK | OP-04 | Material + Manpower + Equipment | Self-perform | Bulkheads
5 | 5.10 | MDF bulkhead joinery grade router detail | lin.m | CLG-BULK-02 | EP-CLG-BULK | OP-04 | Material + Manpower + Equipment + Subcontract | Sub specialist | Bulkheads
5 | 5.11 | GRC precast ornamental cornice 100-200mm projection | lin.m | CLG-BULK-03 | EP-CLG-BULK | OP-04 | Material + Manpower + Equipment + Subcontract | Sub specialist | Bulkheads
5 | 5.12 | Ceiling access panel 600×600mm plasterboard flush | No. | CLG-BULK-04 | EP-CLG-BULK | OP-04 | Material + Manpower + Equipment | Self-perform | Bulkheads
SECTION 6 — INSULATION & ACOUSTIC — Wall, Ceiling, Floor, Acoustic, Tiling Systems
6 | 6.01 | PIR board 75mm rigid internal wall insulation | m² | INS-WALL-01 | EP-INS-WALL | OP-01 | Material + Manpower + Equipment | Self-perform | Wall Insulation
6 | 6.02 | Mineral wool batt 100mm in stud wall cavity | m² | INS-WALL-02 | EP-INS-WALL | OP-01 | Material + Manpower + Equipment | Self-perform | Wall Insulation
6 | 6.03 | Spray polyurethane foam insulation 100mm | m² | INS-WALL-03 | EP-INS-WALL | OP-01 | Material + Manpower + Equipment + Subcontract | Sub specialist | Wall Insulation
6 | 6.04 | Blown mineral wool ceiling void 150mm | m² | INS-CEIL-01 | EP-INS-CEIL | OP-02 | Material + Manpower + Equipment + Subcontract | Sub option | Ceiling Insulation
6 | 6.05 | PIR board 50mm above suspended ceiling | m² | INS-CEIL-02 | EP-INS-CEIL | OP-02 | Material + Manpower + Equipment | Self-perform | Ceiling Insulation
6 | 6.06 | XPS 50mm under screed floor insulation | m² | INS-FLOOR-01 | EP-INS-FLOOR | OP-03 | Material + Manpower + Equipment | Self-perform | Floor Insulation
6 | 6.07 | Acoustic resilient bar system to stud wall | m² | INS-ACST-01 | EP-INS-ACST | OP-04 | Material + Manpower + Equipment + Subcontract | Sub specialist | Acoustic Insulation
6 | 6.08 | Full bathroom tiling system: WP membrane + wall tiles | m² | INS-TILE-01 | EP-INS-TILE | OP-04 | Material + Manpower + Equipment | Self-perform | Tiling System (complete)
6 | 6.09 | Full bathroom tiling system: screed + WP + floor tiles | m² | INS-TILE-02 | EP-INS-TILE | OP-04 | Material + Manpower + Equipment | Self-perform | Tiling System (complete)
SECTION 7 — MECHANICAL WORKS — HVAC, Ductwork, Pipework, Fire Suppression
7 | 7.01 | Fan coil unit 4-pipe ceiling concealed supply/install | No. | MEC-HVAC-01 | EP-MEC-HVAC | OP-01 | Material + Manpower + Equipment + Subcontract | Sub specialist | HVAC Equipment
7 | 7.02 | Rectangular GI ductwork 0-0.5m² section | m | MEC-DUCT-01 | EP-MEC-DUCT | OP-01 | Material + Manpower + Equipment + Subcontract | Sub specialist | Ductwork
7 | 7.03 | Rectangular GI ductwork 0.5-1.5m² section | m | MEC-DUCT-02 | EP-MEC-DUCT | OP-01 | Material + Manpower + Equipment + Subcontract | Sub specialist | Ductwork
7 | 7.04 | Duct insulation closed-cell foam 25mm wrap | m² | MEC-DUCT-05 | EP-MEC-DUCT | OP-01 | Material + Manpower + Equipment + Subcontract | Sub specialist | Ductwork
7 | 7.05 | Chilled water pipework black steel ERW 50mm | m | MEC-PIPE-01 | EP-MEC-PIPE | OP-01 | Material + Manpower + Equipment + Subcontract | Sub specialist | Mechanical Pipework
7 | 7.06 | UPVC drainage pipework 110mm dia in slab | m | MEC-PIPE-03 | EP-MEC-PIPE | OP-01 | Material + Manpower + Equipment + Subcontract | Sub specialist | Mechanical Pipework
7 | 7.07 | Copper pipe 22mm cold/hot water supply | m | MEC-PIPE-04 | EP-MEC-PIPE | OP-01 | Material + Manpower + Equipment + Subcontract | Sub specialist | Mechanical Pipework
SECTION 8 — FIREFIGHTING SYSTEMS — Sprinkler, Hose Reels, Gas Suppression
8 | 8.01 | Wet sprinkler pipe black steel SCH10 25mm | m | FFE-SPPK-01 | EP-FFE-SPPK | OP-01 | Material + Manpower + Equipment + Subcontract | Sub specialist | Sprinkler Systems
8 | 8.02 | Wet sprinkler pipe black steel SCH10 50mm main | m | FFE-SPPK-02 | EP-FFE-SPPK | OP-01 | Material + Manpower + Equipment + Subcontract | Sub specialist | Sprinkler Systems
8 | 8.03 | Concealed pendant sprinkler head supply and fix | No. | FFE-SPPK-03 | EP-FFE-SPPK | OP-01 | Material + Manpower + Equipment + Subcontract | Sub specialist | Sprinkler Systems
8 | 8.04 | Sprinkler pump set diesel+electric duty/standby | No. | FFE-SPPK-04 | EP-FFE-SPPK | OP-01 | Material + Manpower + Equipment + Subcontract | Sub specialist | Sprinkler Systems
8 | 8.05 | Hose reel cabinet 30m supply and install | No. | FFE-HREEL-01 | EP-FFE-HREEL | OP-02 | Material + Manpower | Sub specialist | Hose Reels & Hydrants
8 | 8.06 | Landing valve wet riser 65mm outlet | No. | FFE-HREEL-02 | EP-FFE-HREEL | OP-02 | Material + Manpower + Equipment + Subcontract | Sub specialist | Hose Reels & Hydrants
8 | 8.07 | CO2 clean agent total flooding system per zone | zone | FFE-FOAM-01 | EP-FFE-FOAM | OP-03 | Material + Manpower + Equipment + Subcontract | Sub specialist | Foam & Gas Systems
SECTION 9 — FIRE ALARM SYSTEMS — Detectors, MCP, Panels, Cabling, Commissioning
9 | 9.01 | Optical smoke detector EN 54-7 supply and fix | No. | FAL-DET-01 | EP-FAL-DET | OP-01 | Material + Manpower + Equipment + Subcontract | Sub specialist | Detection & Devices
9 | 9.02 | Rate-of-rise heat detector EN 54-5 | No. | FAL-DET-02 | EP-FAL-DET | OP-01 | Material + Manpower + Equipment + Subcontract | Sub specialist | Detection & Devices
9 | 9.03 | Manual call point break-glass EN 54-11 | No. | FAL-DET-03 | EP-FAL-DET | OP-01 | Material + Manpower + Equipment + Subcontract | Sub specialist | Detection & Devices
9 | 9.04 | Sounder/strobe combined EN 54-3/23 | No. | FAL-DET-04 | EP-FAL-DET | OP-01 | Material + Manpower + Equipment + Subcontract | Sub specialist | Detection & Devices
9 | 9.05 | Addressable FACP 2-8 loop supply and install | No. | FAL-PANEL-01 | EP-FAL-PANEL | OP-02 | Material + Manpower + Equipment + Subcontract | Sub specialist | Control Panels
9 | 9.06 | Fire-rated cable 1.5mm² 2C+E in conduit pull | m | FAL-CABLE-01 | EP-FAL-CABLE | OP-03 | Material + Manpower + Equipment + Subcontract | Sub specialist | Cabling & Conduit
9 | 9.07 | Fire alarm system commissioning per floor | floor | FAL-INTG-01 | EP-FAL-INTG | OP-04 | Material + Manpower + Equipment + Subcontract | Sub specialist | Integration & Commissioning
SECTION 10 — GAS SYSTEMS — Natural Gas Pipework, PRV Station, LPG Tanks
10 | 10.01 | Black steel gas pipe ERW 25mm concealed | m | GAS-NAT-01 | EP-GAS-NAT | OP-01 | Material + Manpower + Equipment + Subcontract | Sub specialist | Natural Gas / LPG
10 | 10.02 | Gas pipe 50mm dia main distribution surface | m | GAS-NAT-02 | EP-GAS-NAT | OP-01 | Material + Manpower + Equipment + Subcontract | Sub specialist | Natural Gas / LPG
10 | 10.03 | Gas meter compartment PRV station supply/install | No. | GAS-NAT-03 | EP-GAS-NAT | OP-01 | Material + Manpower | Sub specialist | Natural Gas / LPG
10 | 10.04 | Gas isolation valve ball valve supply/install | No. | GAS-NAT-04 | EP-GAS-NAT | OP-01 | Material + Manpower + Equipment + Subcontract | Sub specialist | Natural Gas / LPG
10 | 10.05 | LPG bulk storage tank 5000-20000L supply/install | No. | GAS-LPG-01 | EP-GAS-LPG | OP-02 | Material + Manpower + Equipment + Subcontract | Sub specialist | LPG Bulk Tank
SECTION 11 — ELECTRICAL WORKS — LV Distribution, Cabling, Containment, Lighting, ELV
11 | 11.01 | LV distribution board supply and install | No. | ELE-LV-01 | EP-ELE-LV | OP-01 | Material + Manpower + Equipment + Subcontract | Sub specialist | LV Electrical Systems
11 | 11.02 | Power cable 16mm² 3-core XLPE pull and terminate | m | ELE-LV-02 | EP-ELE-LV | OP-01 | Material + Manpower + Equipment + Subcontract | Sub specialist | LV Electrical Systems
11 | 11.03 | GS trunking 150×100mm supply and fix | m | ELE-LV-03 | EP-ELE-LV | OP-01 | Material + Manpower + Equipment + Subcontract | Sub specialist | LV Electrical Systems
11 | 11.04 | LED recessed 600×600mm panel supply/fix/wire | No. | ELE-LTG-01 | EP-ELE-LTG | OP-02 | Material + Manpower + Equipment + Subcontract | Sub specialist | Lighting
SECTION 12 — COMMUNICATION SYSTEMS — Data, Wi-Fi, Telephone, PA, AV, MATV, CCTV, Security
12 | 12.01 | Structured data cabling Cat6A UTP data point | point | COM-DATA-01 | EP-COM-DATA | OP-01 | Material + Manpower + Equipment + Subcontract | Sub specialist | Data & Network Infrastructure
12 | 12.02 | Floor distribution unit FDU 24-port patch panel | No. | COM-DATA-02 | EP-COM-DATA | OP-01 | Material + Manpower + Equipment + Subcontract | Sub specialist | Data & Network Infrastructure
12 | 12.03 | MDF server rack 42U supply/install/cable | No. | COM-DATA-03 | EP-COM-DATA | OP-01 | Material + Manpower + Equipment + Subcontract | Sub specialist | Data & Network Infrastructure
12 | 12.04 | Wi-Fi access point ceiling 802.11ax | No. | COM-WIFI-01 | EP-COM-WIFI | OP-02 | Material + Manpower + Equipment + Subcontract | Sub specialist | Wi-Fi Systems
12 | 12.05 | PoE switch 24-port wireless controller | No. | COM-WIFI-02 | EP-COM-WIFI | OP-02 | Material + Manpower + Equipment + Subcontract | Sub specialist | Wi-Fi Systems
12 | 12.06 | IP telephone handset supply/fix/programme | No. | COM-TEL-01 | EP-COM-TEL | OP-03 | Material + Manpower + Equipment + Subcontract | Sub specialist | Telephone & PABX
12 | 12.07 | IP PABX system 50-user supply/install/config | system | COM-TEL-02 | EP-COM-TEL | OP-03 | Material + Manpower + Equipment + Subcontract | Sub specialist | Telephone & PABX
12 | 12.08 | Ceiling speaker 100V line 6W supply/fix/wire | No. | COM-PA-01 | EP-COM-PA | OP-04 | Material + Manpower + Equipment + Subcontract | Sub specialist | Public Address & Sound
12 | 12.09 | PA/VA amplifier rack zone controller | No. | COM-PA-02 | EP-COM-PA | OP-04 | Material + Manpower + Equipment + Subcontract | Sub specialist | Public Address & Sound
12 | 12.10 | Video door entry system 1 door station + monitor | No. | COM-INTER-01 | EP-COM-INTER | OP-05 | Material + Manpower + Equipment + Subcontract | Sub specialist | Intercom & Door Entry
12 | 12.11 | AV: projector + screen + AV rack meeting room | room | COM-AV-01 | EP-COM-AV | OP-06 | Material + Manpower + Equipment + Subcontract | Sub specialist | Audio-Visual Systems
12 | 12.12 | Digital signage 65-inch LCD supply/fix/wire | No. | COM-AV-02 | EP-COM-AV | OP-06 | Material + Manpower + Equipment + Subcontract | Sub specialist | Audio-Visual Systems
12 | 12.13 | MATV/IPTV satellite dish headend system | system | COM-MATV-01 | EP-COM-MATV | OP-07 | Material + Manpower + Equipment + Subcontract | Sub specialist | Master Antenna TV (MATV)
12 | 12.14 | TV coaxial outlet connect to MATV distribution | point | COM-MATV-02 | EP-COM-MATV | OP-07 | Material + Manpower + Equipment + Subcontract | Sub specialist | Master Antenna TV (MATV)
12 | 12.15 | IP CCTV camera 2MP dome IP66 supply/fix/wire | No. | COM-SEC-01 | EP-COM-SEC | OP-08 | Material + Manpower + Equipment + Subcontract | Sub specialist | Security Systems
12 | 12.16 | NVR 16-channel 8TB supply/install/configure | No. | COM-SEC-02 | EP-COM-SEC | OP-08 | Material + Manpower + Equipment + Subcontract | Sub specialist | Security Systems
12 | 12.17 | PIR intruder alarm detector supply and fix | No. | COM-SEC-03 | EP-COM-SEC | OP-08 | Material + Manpower + Equipment + Subcontract | Sub specialist | Security Systems
12 | 12.18 | Intruder alarm control panel 8-zone | No. | COM-SEC-04 | EP-COM-SEC | OP-08 | Material + Manpower + Equipment + Subcontract | Sub specialist | Security Systems
SECTION 13 — KITCHEN WORKS — Equipment, Finishes, Extraction
13 | 13.01 | SS base unit 900×600mm commercial kitchen | No. | KIT-EQUIP-01 | EP-KIT-EQUIP | OP-01 | Material + Manpower + Equipment + Subcontract | Sub specialist | Kitchen Equipment
13 | 13.02 | Commercial cooking range gas 6-burner | No. | KIT-EQUIP-02 | EP-KIT-EQUIP | OP-01 | Material + Manpower | Sub specialist | Kitchen Equipment
13 | 13.03 | Commercial dishwasher rack type | No. | KIT-EQUIP-03 | EP-KIT-EQUIP | OP-01 | Material + Manpower + Equipment + Subcontract | Sub specialist | Kitchen Equipment
13 | 13.04 | SS double-bowl sink supply and install | No. | KIT-EQUIP-04 | EP-KIT-EQUIP | OP-01 | Material + Manpower + Equipment + Subcontract | Sub specialist | Kitchen Equipment
13 | 13.05 | Kitchen SS wall cladding 1.2mm grade 304 | m² | KIT-FIN-01 | EP-KIT-FIN | OP-02 | Material + Manpower + Equipment + Subcontract | Sub specialist | Kitchen Finishes
13 | 13.06 | Kitchen quarry tile floor anti-slip 150×150mm | m² | KIT-FIN-02 | EP-KIT-FIN | OP-02 | Material + Manpower + Equipment | Self-perform | Kitchen Finishes
13 | 13.07 | SS extract canopy 1200×900mm supply and install | No. | KIT-EXTR-01 | EP-KIT-EXTR | OP-03 | Material + Manpower + Equipment + Subcontract | Sub specialist | Kitchen Extraction
13 | 13.08 | Kitchen extract SS ductwork grease-rated 400×300 | m | KIT-EXTR-02 | EP-KIT-EXTR | OP-03 | Material + Manpower + Equipment + Subcontract | Sub specialist | Kitchen Extraction
SECTION 14 — BATHROOM WORKS — Sanitaryware, Accessories, Floor & Wall Finishes
14 | 14.01 | WC close-coupled back-to-wall supply/install | No. | BTH-SAN-01 | EP-BTH-SAN | OP-01 | Material + Manpower + Equipment + Subcontract | Sub specialist | Sanitaryware
14 | 14.02 | Vanity washbasin counter-top supply/install | No. | BTH-SAN-02 | EP-BTH-SAN | OP-01 | Material + Manpower + Equipment + Subcontract | Sub specialist | Sanitaryware
14 | 14.03 | Bath acrylic 1700mm supply and install | No. | BTH-SAN-03 | EP-BTH-SAN | OP-01 | Material + Manpower + Equipment + Subcontract | Sub specialist | Sanitaryware
14 | 14.04 | Shower tray 900×900mm + screen supply/install | No. | BTH-SAN-04 | EP-BTH-SAN | OP-01 | Material + Manpower + Equipment + Subcontract | Sub specialist | Sanitaryware
14 | 14.05 | Bathroom accessory set (towel rail, hooks, TP) | set | BTH-ACC-01 | EP-BTH-ACC | OP-02 | Material + Manpower + Equipment | Self-perform | Bathroom Accessories
14 | 14.06 | Bathroom mirror 600×800mm frameless supply/fix | No. | BTH-ACC-02 | EP-BTH-ACC | OP-02 | Material + Manpower + Equipment | Self-perform | Bathroom Accessories
14 | 14.07 | Bathroom floor tile porcelain non-slip 300×300 | m² | BTH-FIN-01 | EP-BTH-FIN | OP-02 | Material + Manpower + Equipment | Self-perform | Bathroom Finishes
14 | 14.08 | Bathroom wall tile ceramic 200×300mm | m² | BTH-FIN-02 | EP-BTH-FIN | OP-02 | Material + Manpower + Equipment | Self-perform | Bathroom Finishes
SECTION 15 — LIFTS & ESCALATORS — Passenger Lifts, Goods Lift, Escalator, RC Shafts
15 | 15.01 | Passenger lift 6-stop supply/install/commission | No. | LFT-ELEV-01 | EP-LFT-ELEV | OP-01 | Material + Manpower + Equipment + Subcontract | Sub specialist | Passenger Lifts
15 | 15.02 | Passenger lift 10-stop supply/install/commission | No. | LFT-ELEV-02 | EP-LFT-ELEV | OP-01 | Material + Manpower + Equipment + Subcontract | Sub specialist | Passenger Lifts
15 | 15.03 | Goods/service lift 4-stop supply/install | No. | LFT-ELEV-03 | EP-LFT-ELEV | OP-01 | Material + Manpower + Equipment + Subcontract | Sub specialist | Passenger Lifts
15 | 15.04 | Escalator floor-to-floor supply/install/commission | No. | LFT-ESC-01 | EP-LFT-ESC | OP-02 | Material + Manpower + Equipment + Subcontract | Sub specialist | Escalators
15 | 15.05 | RC lift shaft walls 200mm C35/45 per floor | m³ | LFT-SHAFT-01 | EP-LFT-SHAFT | OP-03 | Material + Manpower + Equipment | Self-perform | Lift Shaft Works
15 | 15.06 | Lift shaft pit waterproofing and sump | No. | LFT-SHAFT-02 | EP-LFT-SHAFT | OP-03 | Material + Manpower | Self-perform | Lift Shaft Works
SECTION 16 — ROADS & CAR PARKING — Subgrade, Sub-base, Asphalt, Kerbs, Markings, Barriers
16 | 16.01 | Subgrade preparation compact and trim | m² | RCP-ROAD-01 | EP-RCP-ROAD | OP-01 | Manpower + Equipment | Self-perform | Road Construction
16 | 16.02 | Sub-base Type 1 granular 200mm supply/compact | m² | RCP-ROAD-02 | EP-RCP-ROAD | OP-01 | Material + Manpower + Equipment + Subcontract | Sub option | Road Construction
16 | 16.03 | DBM base course 60mm supply and lay | m² | RCP-ROAD-03 | EP-RCP-ROAD | OP-01 | Material + Manpower + Equipment + Subcontract | Sub specialist | Road Construction
16 | 16.04 | Wearing course asphalt AC14 40mm supply and lay | m² | RCP-ROAD-04 | EP-RCP-ROAD | OP-01 | Material + Manpower + Equipment + Subcontract | Sub specialist | Road Construction
16 | 16.05 | Precast concrete kerb Type A supply and install | lin.m | RCP-ROAD-05 | EP-RCP-ROAD | OP-01 | Material + Manpower + Equipment | Self-perform | Road Construction
16 | 16.06 | Road marking thermoplastic white/yellow lines | lin.m | RCP-MARK-01 | EP-RCP-MARK | OP-02 | Material + Manpower + Equipment + Subcontract | Sub specialist | Road Markings
16 | 16.07 | Car parking bay marking 5×2.5m | bay | RCP-PARK-01 | EP-RCP-PARK | OP-03 | Material + Manpower + Equipment + Subcontract | Sub specialist | Car Parking
16 | 16.08 | Wheel stop rubber 1800mm supply and fix | No. | RCP-PARK-02 | EP-RCP-PARK | OP-03 | Material + Manpower + Equipment | Self-perform | Car Parking
16 | 16.09 | Car parking barrier boom gate supply/install/comm | No. | RCP-PARK-03 | EP-RCP-PARK | OP-03 | Material + Manpower + Equipment + Subcontract | Sub specialist | Car Parking
SECTION 17 — LANDSCAPING — Soil, Planting, Irrigation, Hard Landscaping, Features
17 | 17.01 | Topsoil supply spread and grade to levels | m³ | LSC-SOIL-01 | EP-LSC-SOIL | OP-01 | Material + Manpower + Equipment + Subcontract | Sub option | Soil Preparation
17 | 17.02 | Subsoil drainage 100mm perforated UPVC pipe | lin.m | LSC-SOIL-02 | EP-LSC-SOIL | OP-01 | Material + Manpower + Equipment + Subcontract | Sub option | Soil Preparation
17 | 17.03 | Supply and plant trees 2.5-3.5m height B&B | No. | LSC-PLANT-01 | EP-LSC-PLANT | OP-02 | Material + Manpower + Equipment + Subcontract | Sub specialist | Planting
17 | 17.04 | Supply and plant shrubs groundcover mass | No. | LSC-PLANT-02 | EP-LSC-PLANT | OP-02 | Material + Manpower + Equipment + Subcontract | Sub specialist | Planting
17 | 17.05 | Grass turfing supply lay and roll Bermuda/Zoysia | m² | LSC-PLANT-03 | EP-LSC-PLANT | OP-02 | Material + Manpower + Equipment + Subcontract | Sub specialist | Planting
17 | 17.06 | Grass seeding supply seed and roll | m² | LSC-PLANT-04 | EP-LSC-PLANT | OP-02 | Material + Manpower + Equipment | Sub option | Planting
17 | 17.07 | Drip irrigation system planting beds | m² | LSC-IRR-01 | EP-LSC-IRR | OP-03 | Material + Manpower + Equipment + Subcontract | Sub specialist | Irrigation Systems
17 | 17.08 | Pop-up sprinkler system lawn areas | m² | LSC-IRR-02 | EP-LSC-IRR | OP-03 | Material + Manpower + Equipment + Subcontract | Sub specialist | Irrigation Systems
17 | 17.09 | Concrete block paving 80mm pedestrian | m² | LSC-HARD-01 | EP-LSC-HARD | OP-04 | Material + Manpower + Equipment | Self-perform | Hard Landscaping
17 | 17.10 | Natural stone paving sandstone/granite 600×600×30 | m² | LSC-HARD-02 | EP-LSC-HARD | OP-04 | Material + Manpower + Equipment + Subcontract | Sub specialist | Hard Landscaping
17 | 17.11 | Timber decking hardwood/composite 140×22mm | m² | LSC-HARD-03 | EP-LSC-HARD | OP-04 | Material + Manpower + Equipment + Subcontract | Sub specialist | Hard Landscaping
17 | 17.12 | Precast concrete garden wall 500mm high | lin.m | LSC-FEAT-01 | EP-LSC-FEAT | OP-05 | Material + Manpower + Equipment | Sub option | Water Features & Furniture
SECTION 18 — INDIRECT / PRELIMINARIES — Site, Safety, QC Testing
18 | 18.01 | Site establishment offices welfare fencing monthly | month | IND-SITE-01 | EP-IND-SITE | OP-01 | Material + Manpower + Equipment | Self-perform | Site Establishment
18 | 18.02 | Site hoarding and perimeter fencing | lin.m | IND-SITE-02 | EP-IND-SITE | OP-01 | Material + Manpower + Equipment | Self-perform | Site Establishment
18 | 18.03 | Temporary power connection cabling distribution | lump | IND-SITE-03 | EP-IND-SITE | OP-01 | Material + Manpower + Equipment + Subcontract | Sub option | Site Establishment
18 | 18.04 | Site safety programme staffing and equipment monthly | month | IND-SAF-01 | EP-IND-SAF | OP-02 | Material + Manpower + Equipment | Self-perform | Safety & Environment
18 | 18.05 | Concrete cube testing per set of 3 cubes | set | IND-QC-01 | EP-IND-QC | OP-03 | Material + Manpower + Equipment + Subcontract | Sub specialist | Quality Control & Testing
18 | 18.06 | Soil compaction test DCP/nuclear densometer | test | IND-QC-02 | EP-IND-QC | OP-03 | Material + Manpower + Equipment + Subcontract | Sub specialist | Quality Control & Testing
18 | 18.07 | NDT weld testing ultrasonic UT per weld | weld | IND-QC-03 | EP-IND-QC | OP-03 | Material + Manpower + Equipment + Subcontract | Sub specialist | Quality Control & Testing

## 4_ESTIMATE_DATASHEET
ESTIMATE DATASHEET — BOQ × PACKAGE × OPERATIONS × RESOURCES
Complete resource build-up per BOQ item: Material · Manpower · Equipment · Subcontract with quantities and rates
BOQ Sec | Item | BOQ Description | Unit | BOQ Qty | Norm Code | Package | Op Code | Resource Type | Resource Description | Qty/ Unit Work | Consumption Unit | Total Resource Qty | Unit Rate (AED) | Resource Cost (AED) | Indirect Cost (AED) | Total Contract Amt (AED) [= BOQ col M] | Contract Unit Price (AED) | Gang Output | Gang Size | Notes
SECTION 1 — CIVIL WORKS — Demolition, Earthworks & Piling
1 | 1.01 | Demolition: break out RC slab 150-200mm | m² | 500 | CIV-DEMO-01 | EP-CIV-DEMO | OP-01 | MANPOWER | Demolition Op ×2, Labourer ×3, Foreman ×0.5 | 5.5 | workers/m² | 78.5714 | 1034 | 81242.8571 | 9749 | 136408.6286 | 272.8173 | 35 | 5.5 | Dust suppression required; water bo
1 | 1.01 | Demolition: break out RC slab 150-200mm | m² | 500 | CIV-DEMO-01 | EP-CIV-DEMO | OP-01 | EQUIPMENT | Hydraulic excavator 5t + breaker | 1 | unit/shift | 14.2857 | 850 | 12142.8571 | 971 | 136408.6286 | 272.8173 | 35 | 5.5 | Dust suppression required; water bo
1 | 1.01 | Demolition: break out RC slab 150-200mm | m² | 500 | CIV-DEMO-01 | EP-CIV-DEMO | OP-01 | SUBCONTRACT | Demolition | 1 | per m² | 14.2857 | 56 | 800 | 24 | 136408.6286 | 272.8173 | 35 | 5.5 | Dust suppression required; water bo
1 | 1.02 | Demolition: break out mass concrete footings | m³ | 80 | CIV-DEMO-02 | EP-CIV-DEMO | OP-01 | MANPOWER | Demolition Op ×2, Labourer ×4 | 6 | workers/m³ | 60 | 1034 | 62040 | 7445 | 119021.5 | 1487.7687 | 8 | 6 | RC concrete 30% slower; norm: 5 m³/
1 | 1.02 | Demolition: break out mass concrete footings | m³ | 80 | CIV-DEMO-02 | EP-CIV-DEMO | OP-01 | EQUIPMENT | Excavator 20t + rock breaker | 1 | unit/shift | 10 | 1930 | 19300 | 1544 | 119021.5 | 1487.7687 | 8 | 6 | RC concrete 30% slower; norm: 5 m³/
1 | 1.02 | Demolition: break out mass concrete footings | m³ | 80 | CIV-DEMO-02 | EP-CIV-DEMO | OP-01 | SUBCONTRACT | Demolition | 1 | per m³ | 10 | 119 | 1190 | 36 | 119021.5 | 1487.7687 | 8 | 6 | RC concrete 30% slower; norm: 5 m³/
1 | 1.03 | Soft strip internal finishes (plaster, tiles, joinery) | m² | 1200 | CIV-DEMO-03 | EP-CIV-DEMO | OP-01 | MATERIAL | Skip (hire) | 1 | No. | 10 | 19 | 190 | 10 | 80330.9 | 66.9424 | 120 | 4.5 | Good access assumed; −30% for confi
1 | 1.03 | Soft strip internal finishes (plaster, tiles, joinery) | m² | 1200 | CIV-DEMO-03 | EP-CIV-DEMO | OP-01 | MANPOWER | Labourer ×4, Supervisor ×0.5 | 4.5 | workers/m² | 45 | 1034 | 46530 | 5584 | 80330.9 | 66.9424 | 120 | 4.5 | Good access assumed; −30% for confi
1 | 1.03 | Soft strip internal finishes (plaster, tiles, joinery) | m² | 1200 | CIV-DEMO-03 | EP-CIV-DEMO | OP-01 | EQUIPMENT | Skip hire | 1 | unit/shift | 10 | 850 | 8500 | 680 | 80330.9 | 66.9424 | 120 | 4.5 | Good access assumed; −30% for confi
1 | 1.03 | Soft strip internal finishes (plaster, tiles, joinery) | m² | 1200 | CIV-DEMO-03 | EP-CIV-DEMO | OP-01 | SUBCONTRACT | Soft strip | 1 | per m² | 10 | 29 | 290 | 9 | 80330.9 | 66.9424 | 120 | 4.5 | Good access assumed; −30% for confi
1 | 1.04 | Saw-cut RC slab 200mm depth | lin.m | 80 | CIV-DEMO-04 | EP-CIV-DEMO | OP-01 | MATERIAL | Diamond blade | 1 | No. | 2 | 102 | 204 | 10 | 9093.5 | 113.6688 | 40 | 2 | Water cooling; slurry disposal incl
1 | 1.04 | Saw-cut RC slab 200mm depth | lin.m | 80 | CIV-DEMO-04 | EP-CIV-DEMO | OP-01 | MANPOWER | Saw operator ×1, Labourer ×1 | 2 | workers/lin.m | 4 | 1034 | 4136 | 496 | 9093.5 | 113.6688 | 40 | 2 | Water cooling; slurry disposal incl
1 | 1.04 | Saw-cut RC slab 200mm depth | lin.m | 80 | CIV-DEMO-04 | EP-CIV-DEMO | OP-01 | EQUIPMENT | Floor saw petrol-driven | 1 | unit/shift | 2 | 850 | 1700 | 136 | 9093.5 | 113.6688 | 40 | 2 | Water cooling; slurry disposal incl
1 | 1.04 | Saw-cut RC slab 200mm depth | lin.m | 80 | CIV-DEMO-04 | EP-CIV-DEMO | OP-01 | SUBCONTRACT | Saw cutting | 1 | per lin.m | 2 | 152 | 304 | 9 | 9093.5 | 113.6688 | 40 | 2 | Water cooling; slurry disposal incl
1 | 1.05 | Bulk excavation in medium ground | m³ | 5800 | CIV-ERTH-01 | EP-CIV-ERTH | OP-02 | MANPOWER | Excavator op ×1, Dump truck driver ×3, Banksman ×1 | 5 | workers/m³ | 82.8571 | 1034 | 85674.2857 | 10281 | 169646.2857 | 29.2494 | 350 | 5 | 1.2 km haul assumed; adjust trucks
1 | 1.05 | Bulk excavation in medium ground | m³ | 5800 | CIV-ERTH-01 | EP-CIV-ERTH | OP-02 | EQUIPMENT | Hydraulic excavator 20t, 0.8m³ bucket | 1 | unit/shift | 16.5714 | 1930 | 31982.8571 | 2559 | 169646.2857 | 29.2494 | 350 | 5 | 1.2 km haul assumed; adjust trucks
1 | 1.06 | Reduced level excavation (trim to formation) | m³ | 1200 | CIV-ERTH-03 | EP-CIV-ERTH | OP-02 | MANPOWER | Excavator op ×1, Labourer ×2 | 3 | workers/m³ | 18 | 1034 | 18612 | 2233 | 34258.9 | 28.5491 | 200 | 3 | Tolerance ±25mm; survey check every
1 | 1.06 | Reduced level excavation (trim to formation) | m³ | 1200 | CIV-ERTH-03 | EP-CIV-ERTH | OP-02 | EQUIPMENT | Excavator 10t + grading blade | 1 | unit/shift | 6 | 850 | 5100 | 408 | 34258.9 | 28.5491 | 200 | 3 | Tolerance ±25mm; survey check every
1 | 1.07 | Excavation for pad/strip foundations by machine | m³ | 640 | CIV-ERTH-05 | EP-CIV-ERTH | OP-02 | MANPOWER | Mini excavator op ×1, Labourer ×2 | 3 | workers/m³ | 48 | 1034 | 49632 | 5956 | 94278.6 | 147.3103 | 40 | 3 | Tight access; verify structural cle
1 | 1.07 | Excavation for pad/strip foundations by machine | m³ | 640 | CIV-ERTH-05 | EP-CIV-ERTH | OP-02 | EQUIPMENT | Mini excavator 5t | 1 | unit/shift | 16 | 980 | 15680 | 1254 | 94278.6 | 147.3103 | 40 | 3 | Tight access; verify structural cle
1 | 1.08 | Backfill and compact, imported granular fill | m³ | 1850 | CIV-ERTH-06 | EP-CIV-ERTH | OP-02 | MATERIAL | Imported granular fill | 1.35 | t/m³ compacted | 20.8125 | 47 | 978.1875 | 49 | 90351.8688 | 48.8388 | 120 | 3 | Layer 200–250mm; proctor 95% requir
1 | 1.08 | Backfill and compact, imported granular fill | m³ | 1850 | CIV-ERTH-06 | EP-CIV-ERTH | OP-02 | MATERIAL | Water (compaction moisture) | 1 | L | 15.4167 | 47 | 724.5833 | 36 | 90351.8688 | 48.8388 | 120 | 3 | Layer 200–250mm; proctor 95% requir
1 | 1.08 | Backfill and compact, imported granular fill | m³ | 1850 | CIV-ERTH-06 | EP-CIV-ERTH | OP-02 | MANPOWER | Compactor op ×1, Labourer ×2 | 3 | workers/m³ | 46.25 | 1034 | 47822.5 | 5739 | 90351.8688 | 48.8388 | 120 | 3 | Layer 200–250mm; proctor 95% requir
1 | 1.08 | Backfill and compact, imported granular fill | m³ | 1850 | CIV-ERTH-06 | EP-CIV-ERTH | OP-02 | EQUIPMENT | Vibratory compactor 75kg | 1 | unit/shift | 15.4167 | 850 | 13104.1667 | 1048 | 90351.8688 | 48.8388 | 120 | 3 | Layer 200–250mm; proctor 95% requir
1 | 1.09 | Backfill using excavated spoil (suitable material) | m³ | 980 | CIV-ERTH-07 | EP-CIV-ERTH | OP-02 | MANPOWER | Excavator/dozer op ×1, Labourer ×2 | 3 | workers/m³ | 19.6 | 1034 | 20266.4 | 2432 | 37304.4533 | 38.0658 | 150 | 3 | Soil suitability test before re-use
1 | 1.09 | Backfill using excavated spoil (suitable material) | m³ | 980 | CIV-ERTH-07 | EP-CIV-ERTH | OP-02 | EQUIPMENT | Dozer or excavator | 1 | unit/shift | 6.5333 | 850 | 5553.3333 | 444 | 37304.4533 | 38.0658 | 150 | 3 | Soil suitability test before re-use
1 | 1.10 | Bored piles 450mm dia 12m depth (cast in-situ) | Pile | 64 | CIV-PILE-01 | EP-CIV-PILE | OP-03 | MATERIAL | Concrete C25 | 1.8 | m³/pile | 19.2 | 1760 | 33792 | 1690 | 3342177.3667 | 52221.5214 | 6 | 3.5 | Cage pre-fabricated; 6 piles/shift
1 | 1.10 | Bored piles 450mm dia 12m depth (cast in-situ) | Pile | 64 | CIV-PILE-01 | EP-CIV-PILE | OP-03 | MATERIAL | Rebar cage B500 | 120 | kg/pile | 1280 | 1760 | 2252800 | 112640 | 3342177.3667 | 52221.5214 | 6 | 3.5 | Cage pre-fabricated; 6 piles/shift
1 | 1.10 | Bored piles 450mm dia 12m depth (cast in-situ) | Pile | 64 | CIV-PILE-01 | EP-CIV-PILE | OP-03 | MANPOWER | Driller ×1, Helper ×2, Foreman ×0.5 | 3.5 | workers/Pile | 37.3333 | 1034 | 38602.6667 | 4632 | 3342177.3667 | 52221.5214 | 6 | 3.5 | Cage pre-fabricated; 6 piles/shift
1 | 1.10 | Bored piles 450mm dia 12m depth (cast in-situ) | Pile | 64 | CIV-PILE-01 | EP-CIV-PILE | OP-03 | EQUIPMENT | Piling rig + tremie | 1 | unit/shift | 10.6667 | 8500 | 90666.6667 | 7253 | 3342177.3667 | 52221.5214 | 6 | 3.5 | Cage pre-fabricated; 6 piles/shift
1 | 1.10 | Bored piles 450mm dia 12m depth (cast in-situ) | Pile | 64 | CIV-PILE-01 | EP-CIV-PILE | OP-03 | SUBCONTRACT | Piling specialist | 1 | per Pile | 10.6667 | 2624 | 27989.3333 | 840 | 3342177.3667 | 52221.5214 | 6 | 3.5 | Cage pre-fabricated; 6 piles/shift
1 | 1.11 | Bored piles 600mm dia 18m depth | Pile | 24 | CIV-PILE-02 | EP-CIV-PILE | OP-03 | MATERIAL | Concrete C25 | 5.1 | m³/pile | 40.8 | 3190 | 130152 | 6508 | 10132018 | 422167.4167 | 3 | 4.5 | Casing extraction included; bentoni
1 | 1.11 | Bored piles 600mm dia 18m depth | Pile | 24 | CIV-PILE-02 | EP-CIV-PILE | OP-03 | MATERIAL | Rebar cage B500 | 280 | kg/pile | 2240 | 3190 | 7145600 | 357280 | 10132018 | 422167.4167 | 3 | 4.5 | Casing extraction included; bentoni
1 | 1.11 | Bored piles 600mm dia 18m depth | Pile | 24 | CIV-PILE-02 | EP-CIV-PILE | OP-03 | MANPOWER | Driller ×1, Helper ×3, Foreman ×0.5 | 4.5 | workers/Pile | 36 | 1034 | 37224 | 4467 | 10132018 | 422167.4167 | 3 | 4.5 | Casing extraction included; bentoni
1 | 1.11 | Bored piles 600mm dia 18m depth | Pile | 24 | CIV-PILE-02 | EP-CIV-PILE | OP-03 | EQUIPMENT | Piling rig + casing | 1 | unit/shift | 8 | 8500 | 68000 | 5440 | 10132018 | 422167.4167 | 3 | 4.5 | Casing extraction included; bentoni
1 | 1.11 | Bored piles 600mm dia 18m depth | Pile | 24 | CIV-PILE-02 | EP-CIV-PILE | OP-03 | SUBCONTRACT | Piling specialist | 1 | per Pile | 8 | 4756 | 38048 | 1141 | 10132018 | 422167.4167 | 3 | 4.5 | Casing extraction included; bentoni
SECTION 2 — STRUCTURAL WORKS — Concrete, Formwork, Rebar & Steel
2 | 2.01 | Blinding concrete C15, 50mm under raft | m² | 1400 | STR-CON-01 | EP-STR-CON | OP-01 | MATERIAL | Ready-mix C15 | 0.055 | m³/m² | 0.9625 | 265 | 255.0625 | 13 | 126618.7812 | 90.442 | 80 | 4 | Tamp finish; no power float require
2 | 2.01 | Blinding concrete C15, 50mm under raft | m² | 1400 | STR-CON-01 | EP-STR-CON | OP-01 | MANPOWER | Concretor ×2, Labourer ×2 | 4 | workers/m² | 70 | 1034 | 72380 | 8686 | 126618.7812 | 90.442 | 80 | 4 | Tamp finish; no power float require
2 | 2.01 | Blinding concrete C15, 50mm under raft | m² | 1400 | STR-CON-01 | EP-STR-CON | OP-01 | EQUIPMENT | Transit mixer | 1 | unit/shift | 17.5 | 850 | 14875 | 1190 | 126618.7812 | 90.442 | 80 | 4 | Tamp finish; no power float require
2 | 2.02 | Raft foundation concrete C35/45, 400-600mm | m³ | 1250 | STR-CON-03 | EP-STR-CON | OP-01 | MATERIAL | Ready-mix C35/45 | 1.03 | m³/m³ | 71.5278 | 390 | 27895.8333 | 1395 | 1414662.3833 | 1131.7299 | 18 | 11 | Pour in single lift ≤600mm; cold jo
2 | 2.02 | Raft foundation concrete C35/45, 400-600mm | m³ | 1250 | STR-CON-03 | EP-STR-CON | OP-01 | MATERIAL | Plasticiser admixture | 0.8 | L/m³ | 55.5556 | 506 | 28111.1111 | 1406 | 1414662.3833 | 1131.7299 | 18 | 11 | Pour in single lift ≤600mm; cold jo
2 | 2.02 | Raft foundation concrete C35/45, 400-600mm | m³ | 1250 | STR-CON-03 | EP-STR-CON | OP-01 | MANPOWER | Concretor ×4, Labourer ×6, Foreman ×1 | 11 | workers/m³ | 763.8889 | 1034 | 789861.1111 | 94783 | 1414662.3833 | 1131.7299 | 18 | 11 | Pour in single lift ≤600mm; cold jo
2 | 2.02 | Raft foundation concrete C35/45, 400-600mm | m³ | 1250 | STR-CON-03 | EP-STR-CON | OP-01 | EQUIPMENT | Concrete pump | 1 | unit/shift | 69.4444 | 1930 | 134027.7778 | 10722 | 1414662.3833 | 1131.7299 | 18 | 11 | Pour in single lift ≤600mm; cold jo
2 | 2.03 | Ground-bearing slab C30/37, 150mm power float | m² | 1400 | STR-CON-11 | EP-STR-CON | OP-01 | MATERIAL | Ready-mix C30/37 | 0.158 | m³/m² | 4.0218 | 350 | 1407.6364 | 70 | 455615.6091 | 325.4397 | 55 | 10 | Flatness FM2; vibrating screed for
2 | 2.03 | Ground-bearing slab C30/37, 150mm power float | m² | 1400 | STR-CON-11 | EP-STR-CON | OP-01 | MATERIAL | Polypropylene fibres | 0.9 | kg/m² | 22.9091 | 48 | 1099.6364 | 55 | 455615.6091 | 325.4397 | 55 | 10 | Flatness FM2; vibrating screed for
2 | 2.03 | Ground-bearing slab C30/37, 150mm power float | m² | 1400 | STR-CON-11 | EP-STR-CON | OP-01 | MANPOWER | Concretor ×4, Labourer ×4, Finisher ×2 | 10 | workers/m² | 254.5455 | 1034 | 263200 | 31584 | 455615.6091 | 325.4397 | 55 | 10 | Flatness FM2; vibrating screed for
2 | 2.03 | Ground-bearing slab C30/37, 150mm power float | m² | 1400 | STR-CON-11 | EP-STR-CON | OP-01 | EQUIPMENT | Concrete pump | 1 | unit/shift | 25.4545 | 1930 | 49127.2727 | 3930 | 455615.6091 | 325.4397 | 55 | 10 | Flatness FM2; vibrating screed for
2 | 2.04 | Columns concrete C40/50 all heights | m³ | 980 | STR-CON-05 | EP-STR-CON | OP-01 | MATERIAL | Ready-mix C40/50 | 1.03 | m³/m³ | 100.94 | 420 | 42394.8 | 2120 | 1738093.24 | 1773.5645 | 10 | 9 | Tremie hose required >3m height
2 | 2.04 | Columns concrete C40/50 all heights | m³ | 980 | STR-CON-05 | EP-STR-CON | OP-01 | MATERIAL | Plasticiser | 1 | L/m³ | 98 | 649 | 63602 | 3180 | 1738093.24 | 1773.5645 | 10 | 9 | Tremie hose required >3m height
2 | 2.04 | Columns concrete C40/50 all heights | m³ | 980 | STR-CON-05 | EP-STR-CON | OP-01 | MANPOWER | Concretor ×4, Labourer ×4, Foreman ×1 | 9 | workers/m³ | 882 | 1034 | 911988 | 109439 | 1738093.24 | 1773.5645 | 10 | 9 | Tremie hose required >3m height
2 | 2.04 | Columns concrete C40/50 all heights | m³ | 980 | STR-CON-05 | EP-STR-CON | OP-01 | EQUIPMENT | Concrete pump | 1 | unit/shift | 98 | 1930 | 189140 | 15131 | 1738093.24 | 1773.5645 | 10 | 9 | Tremie hose required >3m height
2 | 2.05 | Structural concrete wall C35/45, 200mm | m³ | 480 | STR-CON-07 | EP-STR-CON | OP-01 | MATERIAL | Ready-mix C35/45 | 1.03 | m³/m³ | 61.8 | 390 | 24102 | 1205 | 910829.4 | 1897.5612 | 8 | 7.5 | Pour lifts ≤1.0m; window blockouts
2 | 2.05 | Structural concrete wall C35/45, 200mm | m³ | 480 | STR-CON-07 | EP-STR-CON | OP-01 | MATERIAL | Plasticiser | 0.8 | L/m³ | 48 | 578 | 27744 | 1387 | 910829.4 | 1897.5612 | 8 | 7.5 | Pour lifts ≤1.0m; window blockouts
2 | 2.05 | Structural concrete wall C35/45, 200mm | m³ | 480 | STR-CON-07 | EP-STR-CON | OP-01 | MANPOWER | Concretor ×3, Labourer ×4, Foreman ×0.5 | 7.5 | workers/m³ | 450 | 1034 | 465300 | 55836 | 910829.4 | 1897.5612 | 8 | 7.5 | Pour lifts ≤1.0m; window blockouts
2 | 2.05 | Structural concrete wall C35/45, 200mm | m³ | 480 | STR-CON-07 | EP-STR-CON | OP-01 | EQUIPMENT | Concrete pump | 1 | unit/shift | 60 | 1930 | 115800 | 9264 | 910829.4 | 1897.5612 | 8 | 7.5 | Pour lifts ≤1.0m; window blockouts
2 | 2.06 | Suspended slab concrete C35/45, flat plate 200mm | m³ | 3850 | STR-CON-09 | EP-STR-CON | OP-01 | MATERIAL | Ready-mix C35/45 | 1.03 | m³/m³ | 283.25 | 390 | 110467.5 | 5523 | 5618578.55 | 1459.3711 | 14 | 11 | Check pump pressure for vertical re
2 | 2.06 | Suspended slab concrete C35/45, flat plate 200mm | m³ | 3850 | STR-CON-09 | EP-STR-CON | OP-01 | MATERIAL | Plasticiser | 0.8 | L/m³ | 220 | 561 | 123420 | 6171 | 5618578.55 | 1459.3711 | 14 | 11 | Check pump pressure for vertical re
2 | 2.06 | Suspended slab concrete C35/45, flat plate 200mm | m³ | 3850 | STR-CON-09 | EP-STR-CON | OP-01 | MANPOWER | Concretor ×4, Labourer ×6, Foreman ×1 | 11 | workers/m³ | 3025 | 1034 | 3127850 | 375342 | 5618578.55 | 1459.3711 | 14 | 11 | Check pump pressure for vertical re
2 | 2.06 | Suspended slab concrete C35/45, flat plate 200mm | m³ | 3850 | STR-CON-09 | EP-STR-CON | OP-01 | EQUIPMENT | Concrete pump | 1 | unit/shift | 275 | 1930 | 530750 | 42460 | 5618578.55 | 1459.3711 | 14 | 11 | Check pump pressure for vertical re
2 | 2.07 | Staircase flight concrete C35/45 | m³ | 95 | STR-CON-12 | EP-STR-CON | OP-01 | MATERIAL | Ready-mix C35/45 | 1.05 | m³/m³ | 19.95 | 390 | 7780.5 | 389 | 219224.85 | 2307.63 | 5 | 6.5 | Complex shape; congested area; no p
2 | 2.07 | Staircase flight concrete C35/45 | m³ | 95 | STR-CON-12 | EP-STR-CON | OP-01 | MANPOWER | Concretor ×3, Labourer ×3, Foreman ×0.5 | 6.5 | workers/m³ | 123.5 | 1034 | 127699 | 15324 | 219224.85 | 2307.63 | 5 | 6.5 | Complex shape; congested area; no p
2 | 2.07 | Staircase flight concrete C35/45 | m³ | 95 | STR-CON-12 | EP-STR-CON | OP-01 | EQUIPMENT | Skip + vibrator (no pump) | 1 | unit/shift | 19 | 850 | 16150 | 1292 | 219224.85 | 2307.63 | 5 | 6.5 | Complex shape; congested area; no p
2 | 2.08 | Formwork to edges of raft / pad footings | m² | 1850 | STR-FWK-01 | EP-STR-FWK | OP-02 | MATERIAL | Plywood 18mm | 1.1 | m²/m² | 81.4 | 37 | 3011.8 | 151 | 766473.24 | 414.3099 | 25 | 6 | Strike after 24h (C35); clean and o
2 | 2.08 | Formwork to edges of raft / pad footings | m² | 1850 | STR-FWK-01 | EP-STR-FWK | OP-02 | MATERIAL | Sawn softwood 100×50mm | 1.5 | lin.m/m² | 111 | 37 | 4107 | 205 | 766473.24 | 414.3099 | 25 | 6 | Strike after 24h (C35); clean and o
2 | 2.08 | Formwork to edges of raft / pad footings | m² | 1850 | STR-FWK-01 | EP-STR-FWK | OP-02 | MANPOWER | Carpenter ×4, Labourer ×2 | 6 | workers/m² | 444 | 1034 | 459096 | 55092 | 766473.24 | 414.3099 | 25 | 6 | Strike after 24h (C35); clean and o
2 | 2.08 | Formwork to edges of raft / pad footings | m² | 1850 | STR-FWK-01 | EP-STR-FWK | OP-02 | EQUIPMENT | Circular saw + hand tools | 1 | unit/shift | 74 | 850 | 62900 | 5032 | 766473.24 | 414.3099 | 25 | 6 | Strike after 24h (C35); clean and o
2 | 2.09 | Column formwork, rectangular proprietary system | m² | 5200 | STR-FWK-03 | EP-STR-FWK | OP-02 | MATERIAL | Proprietary panel system | 1.05 | m²/m² | 136.5 | 85 | 11602.5 | 580 | 1541311.85 | 296.4061 | 40 | 6.5 | 6–8 reuses per panel set; strike af
2 | 2.09 | Column formwork, rectangular proprietary system | m² | 5200 | STR-FWK-03 | EP-STR-FWK | OP-02 | MATERIAL | Column clamps | 3 | No./m ht | 390 | 85 | 33150 | 1658 | 1541311.85 | 296.4061 | 40 | 6.5 | 6–8 reuses per panel set; strike af
2 | 2.09 | Column formwork, rectangular proprietary system | m² | 5200 | STR-FWK-03 | EP-STR-FWK | OP-02 | MANPOWER | Carpenter ×4, Labourer ×2, Crane op ×0.5 | 6.5 | workers/m² | 845 | 1034 | 873730 | 104848 | 1541311.85 | 296.4061 | 40 | 6.5 | 6–8 reuses per panel set; strike af
2 | 2.09 | Column formwork, rectangular proprietary system | m² | 5200 | STR-FWK-03 | EP-STR-FWK | OP-02 | EQUIPMENT | Tower crane (share) | 0.3 | unit/shift | 39 | 3800 | 148200 | 11856 | 1541311.85 | 296.4061 | 40 | 6.5 | 6–8 reuses per panel set; strike af
2 | 2.10 | Wall formwork, straight proprietary panel | m² | 2400 | STR-FWK-05 | EP-STR-FWK | OP-02 | MATERIAL | Proprietary panel | 1 | m²/m² | 68.5714 | 76 | 5211.4286 | 261 | 779208.3 | 324.6701 | 35 | 7 | 2-sided; tie rod holes filled on st
2 | 2.10 | Wall formwork, straight proprietary panel | m² | 2400 | STR-FWK-05 | EP-STR-FWK | OP-02 | MATERIAL | Through-tie rods | 1.2 | sets/m² | 82.2857 | 76 | 6253.7143 | 313 | 779208.3 | 324.6701 | 35 | 7 | 2-sided; tie rod holes filled on st
2 | 2.10 | Wall formwork, straight proprietary panel | m² | 2400 | STR-FWK-05 | EP-STR-FWK | OP-02 | MANPOWER | Carpenter ×4, Labourer ×3 | 7 | workers/m² | 480 | 1034 | 496320 | 59558 | 779208.3 | 324.6701 | 35 | 7 | 2-sided; tie rod holes filled on st
2 | 2.10 | Wall formwork, straight proprietary panel | m² | 2400 | STR-FWK-05 | EP-STR-FWK | OP-02 | EQUIPMENT | Crane or trolley | 0.5 | unit/shift | 34.2857 | 850 | 29142.8571 | 2331 | 779208.3 | 324.6701 | 35 | 7 | 2-sided; tie rod holes filled on st
2 | 2.11 | Slab soffit formwork, flat plate (prop system) | m² | 21500 | STR-FWK-07 | EP-STR-FWK | OP-02 | MATERIAL | Plywood 18mm | 1.05 | m²/m² | 451.5 | 48 | 21672 | 1084 | 5081355.5 | 236.3421 | 50 | 7 | Strike after 14 days; re-shores req
2 | 2.11 | Slab soffit formwork, flat plate (prop system) | m² | 21500 | STR-FWK-07 | EP-STR-FWK | OP-02 | MATERIAL | Acrow props (hire) | 0.25 | props/m² | 107.5 | 48 | 5160 | 258 | 5081355.5 | 236.3421 | 50 | 7 | Strike after 14 days; re-shores req
2 | 2.11 | Slab soffit formwork, flat plate (prop system) | m² | 21500 | STR-FWK-07 | EP-STR-FWK | OP-02 | MANPOWER | Carpenter ×4, Labourer ×3 | 7 | workers/m² | 3010 | 1034 | 3112340 | 373481 | 5081355.5 | 236.3421 | 50 | 7 | Strike after 14 days; re-shores req
2 | 2.11 | Slab soffit formwork, flat plate (prop system) | m² | 21500 | STR-FWK-07 | EP-STR-FWK | OP-02 | EQUIPMENT | Hand tools | 1 | unit/shift | 430 | 850 | 365500 | 29240 | 5081355.5 | 236.3421 | 50 | 7 | Strike after 14 days; re-shores req
2 | 2.12 | Rebar B500 — raft foundations | Tonne | 125 | STR-RBR-01 | EP-STR-RBR | OP-03 | MATERIAL | Rebar B500 (any dia) | 1.02 | t/t net | 70.8333 | 2200 | 155833.3333 | 7792 | 2776143.6444 | 22209.1492 | 1.8 | 6.5 | Tying and placing included; crane l
2 | 2.12 | Rebar B500 — raft foundations | Tonne | 125 | STR-RBR-01 | EP-STR-RBR | OP-03 | MATERIAL | Tie wire | 15 | kg/t | 1041.6667 | 1292 | 1345833.3333 | 67292 | 2776143.6444 | 22209.1492 | 1.8 | 6.5 | Tying and placing included; crane l
2 | 2.12 | Rebar B500 — raft foundations | Tonne | 125 | STR-RBR-01 | EP-STR-RBR | OP-03 | MANPOWER | Ironworker ×4, Labourer ×2, Crane op ×0.5 | 6.5 | workers/Tonne | 451.3889 | 1034 | 466736.1111 | 56008 | 2776143.6444 | 22209.1492 | 1.8 | 6.5 | Tying and placing included; crane l
2 | 2.12 | Rebar B500 — raft foundations | Tonne | 125 | STR-RBR-01 | EP-STR-RBR | OP-03 | EQUIPMENT | Bar bender/cutter | 1 | unit/shift | 69.4444 | 480 | 33333.3333 | 2667 | 2776143.6444 | 22209.1492 | 1.8 | 6.5 | Tying and placing included; crane l
2 | 2.13 | Rebar B500 — columns | Tonne | 196 | STR-RBR-02 | EP-STR-RBR | OP-03 | MATERIAL | Rebar B500 | 1.03 | t/t net | 144.2 | 2200 | 317240 | 15862 | 6548491.3 | 33410.6699 | 1.4 | 6.5 | Pre-fab cages: +10% mat, −20% labou
2 | 2.13 | Rebar B500 — columns | Tonne | 196 | STR-RBR-02 | EP-STR-RBR | OP-03 | MATERIAL | Tie wire | 18 | kg/t | 2520 | 1331 | 3354120 | 167706 | 6548491.3 | 33410.6699 | 1.4 | 6.5 | Pre-fab cages: +10% mat, −20% labou
2 | 2.13 | Rebar B500 — columns | Tonne | 196 | STR-RBR-02 | EP-STR-RBR | OP-03 | MANPOWER | Ironworker ×4, Labourer ×2, Crane op ×0.5 | 6.5 | workers/Tonne | 910 | 1034 | 940940 | 112913 | 6548491.3 | 33410.6699 | 1.4 | 6.5 | Pre-fab cages: +10% mat, −20% labou
2 | 2.13 | Rebar B500 — columns | Tonne | 196 | STR-RBR-02 | EP-STR-RBR | OP-03 | EQUIPMENT | Bar bender | 1 | unit/shift | 140 | 850 | 119000 | 9520 | 6548491.3 | 33410.6699 | 1.4 | 6.5 | Pre-fab cages: +10% mat, −20% labou
2 | 2.14 | Rebar B500 — suspended slabs | Tonne | 578 | STR-RBR-03 | EP-STR-RBR | OP-03 | MATERIAL | Rebar B500 | 1.02 | t/t net | 267.9818 | 2200 | 589560 | 29478 | 10367119.3364 | 17936.1926 | 2.2 | 9.5 | Mesh alternative: see STR-RBR-06
2 | 2.14 | Rebar B500 — suspended slabs | Tonne | 578 | STR-RBR-03 | EP-STR-RBR | OP-03 | MATERIAL | Tie wire | 12 | kg/t | 3152.7273 | 1276 | 4022880 | 201144 | 10367119.3364 | 17936.1926 | 2.2 | 9.5 | Mesh alternative: see STR-RBR-06
2 | 2.14 | Rebar B500 — suspended slabs | Tonne | 578 | STR-RBR-03 | EP-STR-RBR | OP-03 | MANPOWER | Ironworker ×6, Labourer ×3, Crane op ×0.5 | 9.5 | workers/Tonne | 2495.9091 | 1034 | 2580770 | 309692 | 10367119.3364 | 17936.1926 | 2.2 | 9.5 | Mesh alternative: see STR-RBR-06
2 | 2.14 | Rebar B500 — suspended slabs | Tonne | 578 | STR-RBR-03 | EP-STR-RBR | OP-03 | EQUIPMENT | Bar bender | 1 | unit/shift | 262.7273 | 850 | 223318.1818 | 17865 | 10367119.3364 | 17936.1926 | 2.2 | 9.5 | Mesh alternative: see STR-RBR-06
2 | 2.15 | Rebar B500 — walls and cores | Tonne | 96 | STR-RBR-04 | EP-STR-RBR | OP-03 | MATERIAL | Rebar B500 | 1.03 | t/t net | 61.8 | 2200 | 135960 | 6798 | 3033643.6 | 31600.4542 | 1.6 | 7 | Two curtains; laps and hooks includ
2 | 2.15 | Rebar B500 — walls and cores | Tonne | 96 | STR-RBR-04 | EP-STR-RBR | OP-03 | MATERIAL | Tie wire | 20 | kg/t | 1200 | 1309 | 1570800 | 78540 | 3033643.6 | 31600.4542 | 1.6 | 7 | Two curtains; laps and hooks includ
2 | 2.15 | Rebar B500 — walls and cores | Tonne | 96 | STR-RBR-04 | EP-STR-RBR | OP-03 | MANPOWER | Ironworker ×4, Labourer ×3 | 7 | workers/Tonne | 420 | 1034 | 434280 | 52114 | 3033643.6 | 31600.4542 | 1.6 | 7 | Two curtains; laps and hooks includ
2 | 2.15 | Rebar B500 — walls and cores | Tonne | 96 | STR-RBR-04 | EP-STR-RBR | OP-03 | EQUIPMENT | Bar bender | 1 | unit/shift | 60 | 850 | 51000 | 4080 | 3033643.6 | 31600.4542 | 1.6 | 7 | Two curtains; laps and hooks includ
2 | 2.16 | Welded mesh A393 supply and fix | m² | 1400 | STR-RBR-06 | EP-STR-RBR | OP-03 | MATERIAL | Mesh A393 (2.4×1.2m sheets) | 1.08 | m²/m² | 27.4909 | 38 | 1044.6545 | 52 | 188635.6964 | 134.7398 | 55 | 4 | 300mm laps all sides; no hot works
2 | 2.16 | Welded mesh A393 supply and fix | m² | 1400 | STR-RBR-06 | EP-STR-RBR | OP-03 | MATERIAL | Plastic spacers | 3 | No./m² | 76.3636 | 34 | 2596.3636 | 130 | 188635.6964 | 134.7398 | 55 | 4 | 300mm laps all sides; no hot works
2 | 2.16 | Welded mesh A393 supply and fix | m² | 1400 | STR-RBR-06 | EP-STR-RBR | OP-03 | MANPOWER | Ironworker ×2, Labourer ×2 | 4 | workers/m² | 101.8182 | 1034 | 105280 | 12634 | 188635.6964 | 134.7398 | 55 | 4 | 300mm laps all sides; no hot works
2 | 2.16 | Welded mesh A393 supply and fix | m² | 1400 | STR-RBR-06 | EP-STR-RBR | OP-03 | EQUIPMENT | Wire cutters | 1 | unit/shift | 25.4545 | 850 | 21636.3636 | 1731 | 188635.6964 | 134.7398 | 55 | 4 | 300mm laps all sides; no hot works
2 | 2.17 | Structural steel columns fabricate, supply, erect | Tonne | 55 | STR-STL-01 | EP-STR-STL | OP-04 | MATERIAL | Steel sections | 1.02 | t/t net | 93.5 | 2800 | 261800 | 13090 | 4727099.65 | 85947.2664 | 0.6 | 5.5 | Galvanise / paint separately; align
2 | 2.17 | Structural steel columns fabricate, supply, erect | Tonne | 55 | STR-STL-01 | EP-STR-STL | OP-04 | MATERIAL | Bolts and nuts | 3.5 | kg/t | 320.8333 | 4675 | 1499895.8333 | 74995 | 4727099.65 | 85947.2664 | 0.6 | 5.5 | Galvanise / paint separately; align
2 | 2.17 | Structural steel columns fabricate, supply, erect | Tonne | 55 | STR-STL-01 | EP-STR-STL | OP-04 | MANPOWER | Erector ×3, Crane op ×1, Welder ×1, Foreman ×0.5 | 5.5 | workers/Tonne | 504.1667 | 1034 | 521308.3333 | 62557 | 4727099.65 | 85947.2664 | 0.6 | 5.5 | Galvanise / paint separately; align
2 | 2.17 | Structural steel columns fabricate, supply, erect | Tonne | 55 | STR-STL-01 | EP-STR-STL | OP-04 | EQUIPMENT | Mobile crane 50t | 1 | unit/shift | 91.6667 | 5500 | 504166.6667 | 40333 | 4727099.65 | 85947.2664 | 0.6 | 5.5 | Galvanise / paint separately; align
2 | 2.17 | Structural steel columns fabricate, supply, erect | Tonne | 55 | STR-STL-01 | EP-STR-STL | OP-04 | SUBCONTRACT | Structural steel | 1 | per Tonne | 91.6667 | 6970 | 638916.6667 | 19168 | 4727099.65 | 85947.2664 | 0.6 | 5.5 | Galvanise / paint separately; align
2 | 2.18 | Structural steel beams fabricate, supply, erect | Tonne | 38 | STR-STL-02 | EP-STR-STL | OP-04 | MATERIAL | Steel sections | 1.02 | t/t net | 48.45 | 2800 | 135660 | 6783 | 2268263.4 | 59691.1421 | 0.8 | 6 | Bolted connections: +10% output vs
2 | 2.18 | Structural steel beams fabricate, supply, erect | Tonne | 38 | STR-STL-02 | EP-STR-STL | OP-04 | MATERIAL | Bolts and nuts | 4 | kg/t | 190 | 4510 | 856900 | 42845 | 2268263.4 | 59691.1421 | 0.8 | 6 | Bolted connections: +10% output vs
2 | 2.18 | Structural steel beams fabricate, supply, erect | Tonne | 38 | STR-STL-02 | EP-STR-STL | OP-04 | MANPOWER | Erector ×4, Crane op ×1, Welder ×1 | 6 | workers/Tonne | 285 | 1034 | 294690 | 35363 | 2268263.4 | 59691.1421 | 0.8 | 6 | Bolted connections: +10% output vs
2 | 2.18 | Structural steel beams fabricate, supply, erect | Tonne | 38 | STR-STL-02 | EP-STR-STL | OP-04 | EQUIPMENT | Mobile crane | 1 | unit/shift | 47.5 | 850 | 40375 | 3230 | 2268263.4 | 59691.1421 | 0.8 | 6 | Bolted connections: +10% output vs
2 | 2.18 | Structural steel beams fabricate, supply, erect | Tonne | 38 | STR-STL-02 | EP-STR-STL | OP-04 | SUBCONTRACT | Structural steel | 1 | per Tonne | 47.5 | 6724 | 319390 | 9582 | 2268263.4 | 59691.1421 | 0.8 | 6 | Bolted connections: +10% output vs
SECTION 3 — ARCHITECTURAL FINISHES — Masonry, Plaster, Screed, Waterproofing, Tiling, Paint
3 | 3.01 | Concrete blockwork 200mm solid, internal walls | m² | 5400 | ARC-MAS-01 | EP-ARC-MAS | OP-01 | MATERIAL | Concrete block 200×200×400mm | 12.5 | No./m² | 4821.4286 | 81 | 390535.7143 | 19527 | 4374732.424 | 810.1356 | 14 | 6 | Reinforce at alternate courses for
3 | 3.01 | Concrete blockwork 200mm solid, internal walls | m² | 5400 | ARC-MAS-01 | EP-ARC-MAS | OP-01 | MATERIAL | Cement mortar 1:4 | 0.012 | m³/m² | 4.6286 | 81 | 374.9143 | 19 | 4374732.424 | 810.1356 | 14 | 6 | Reinforce at alternate courses for
3 | 3.01 | Concrete blockwork 200mm solid, internal walls | m² | 5400 | ARC-MAS-01 | EP-ARC-MAS | OP-01 | MANPOWER | Mason ×3, Labourer ×3 | 6 | workers/m² | 2314.2857 | 1034 | 2392971.4286 | 287157 | 4374732.424 | 810.1356 | 14 | 6 | Reinforce at alternate courses for
3 | 3.01 | Concrete blockwork 200mm solid, internal walls | m² | 5400 | ARC-MAS-01 | EP-ARC-MAS | OP-01 | EQUIPMENT | Site mixer | 1 | unit/shift | 385.7143 | 850 | 327857.1429 | 26229 | 4374732.424 | 810.1356 | 14 | 6 | Reinforce at alternate courses for
3 | 3.02 | Concrete blockwork 100mm partition walls | m² | 3200 | ARC-MAS-02 | EP-ARC-MAS | OP-01 | MATERIAL | Concrete block 100×200×400mm | 12.5 | No./m² | 2222.2222 | 62 | 137777.7778 | 6889 | 1959906.3898 | 612.4707 | 18 | 6 | Non-load bearing; reinforce @ alter
3 | 3.02 | Concrete blockwork 100mm partition walls | m² | 3200 | ARC-MAS-02 | EP-ARC-MAS | OP-01 | MATERIAL | Cement mortar 1:4 | 0.007 | m³/m² | 1.2444 | 62 | 77.1556 | 4 | 1959906.3898 | 612.4707 | 18 | 6 | Non-load bearing; reinforce @ alter
3 | 3.02 | Concrete blockwork 100mm partition walls | m² | 3200 | ARC-MAS-02 | EP-ARC-MAS | OP-01 | MANPOWER | Mason ×3, Labourer ×3 | 6 | workers/m² | 1066.6667 | 1034 | 1102933.3333 | 132352 | 1959906.3898 | 612.4707 | 18 | 6 | Non-load bearing; reinforce @ alter
3 | 3.02 | Concrete blockwork 100mm partition walls | m² | 3200 | ARC-MAS-02 | EP-ARC-MAS | OP-01 | EQUIPMENT | Site mixer | 1 | unit/shift | 177.7778 | 850 | 151111.1111 | 12089 | 1959906.3898 | 612.4707 | 18 | 6 | Non-load bearing; reinforce @ alter
3 | 3.03 | Lightweight AAC blockwork 200mm | m² | 1800 | ARC-MAS-03 | EP-ARC-MAS | OP-01 | MATERIAL | AAC block 200mm | 12.5 | No./m² | 1406.25 | 76 | 106875 | 5344 | 958322.95 | 532.4016 | 16 | 4 | 2–3mm joint; protect from water
3 | 3.03 | Lightweight AAC blockwork 200mm | m² | 1800 | ARC-MAS-03 | EP-ARC-MAS | OP-01 | MATERIAL | Thin-bed adhesive mortar | 2 | kg/m² | 225 | 76 | 17100 | 855 | 958322.95 | 532.4016 | 16 | 4 | 2–3mm joint; protect from water
3 | 3.03 | Lightweight AAC blockwork 200mm | m² | 1800 | ARC-MAS-03 | EP-ARC-MAS | OP-01 | MANPOWER | Mason ×2, Labourer ×2 | 4 | workers/m² | 450 | 1034 | 465300 | 55836 | 958322.95 | 532.4016 | 16 | 4 | 2–3mm joint; protect from water
3 | 3.03 | Lightweight AAC blockwork 200mm | m² | 1800 | ARC-MAS-03 | EP-ARC-MAS | OP-01 | EQUIPMENT | Hand tools | 1 | unit/shift | 112.5 | 850 | 95625 | 7650 | 958322.95 | 532.4016 | 16 | 4 | 2–3mm joint; protect from water
3 | 3.04 | Facing brickwork, stretcher bond (external feature) | m² | 480 | ARC-MAS-04 | EP-ARC-MAS | OP-01 | MATERIAL | Clay facing brick 215×102×65mm | 60 | No./m² | 3200 | 157 | 502400 | 25120 | 1062327.9913 | 2213.1833 | 9 | 4 | Sample panel approval required befo
3 | 3.04 | Facing brickwork, stretcher bond (external feature) | m² | 480 | ARC-MAS-04 | EP-ARC-MAS | OP-01 | MATERIAL | Cement mortar 1:3 | 0.01 | m³/m² | 0.53333 | 157 | 83.7333 | 4 | 1062327.9913 | 2213.1833 | 9 | 4 | Sample panel approval required befo
3 | 3.04 | Facing brickwork, stretcher bond (external feature) | m² | 480 | ARC-MAS-04 | EP-ARC-MAS | OP-01 | MANPOWER | Bricklayer ×2, Labourer ×2 | 4 | workers/m² | 213.3333 | 1034 | 220586.6667 | 26470 | 1062327.9913 | 2213.1833 | 9 | 4 | Sample panel approval required befo
3 | 3.04 | Facing brickwork, stretcher bond (external feature) | m² | 480 | ARC-MAS-04 | EP-ARC-MAS | OP-01 | EQUIPMENT | Scaffold | 1 | unit/shift | 53.3333 | 850 | 45333.3333 | 3627 | 1062327.9913 | 2213.1833 | 9 | 4 | Sample panel approval required befo
3 | 3.04 | Facing brickwork, stretcher bond (external feature) | m² | 480 | ARC-MAS-04 | EP-ARC-MAS | OP-01 | SUBCONTRACT | Brickwork | 1 | per m² | 53.3333 | 234 | 12480 | 374 | 1062327.9913 | 2213.1833 | 9 | 4 | Sample panel approval required befo
3 | 3.05 | Gypsum plaster 2-coat 12mm walls | m² | 9200 | ARC-PLST-01 | EP-ARC-PLST | OP-01 | MATERIAL | Gypsum plaster (finish coat) | 9 | kg/m² | 4600 | 34 | 156400 | 7820 | 3857681.5856 | 419.3132 | 18 | 4 | Hack smooth RC surfaces; key coat f
3 | 3.05 | Gypsum plaster 2-coat 12mm walls | m² | 9200 | ARC-PLST-01 | EP-ARC-PLST | OP-01 | MATERIAL | Bonding coat | 2 | kg/m² | 1022.2222 | 34 | 34755.5556 | 1738 | 3857681.5856 | 419.3132 | 18 | 4 | Hack smooth RC surfaces; key coat f
3 | 3.05 | Gypsum plaster 2-coat 12mm walls | m² | 9200 | ARC-PLST-01 | EP-ARC-PLST | OP-01 | MANPOWER | Plasterer ×2, Labourer ×2 | 4 | workers/m² | 2044.4444 | 1034 | 2113955.5556 | 253675 | 3857681.5856 | 419.3132 | 18 | 4 | Hack smooth RC surfaces; key coat f
3 | 3.05 | Gypsum plaster 2-coat 12mm walls | m² | 9200 | ARC-PLST-01 | EP-ARC-PLST | OP-01 | EQUIPMENT | Mixer + screeding rods | 1 | unit/shift | 511.1111 | 850 | 434444.4444 | 34756 | 3857681.5856 | 419.3132 | 18 | 4 | Hack smooth RC surfaces; key coat f
3 | 3.06 | Sand-cement render 15mm external walls | m² | 1850 | ARC-PLST-02 | EP-ARC-PLST | OP-01 | MATERIAL | Cement render mix 1:4 | 0.02 | m³/m² | 3.0833 | 41 | 126.4167 | 6 | 1095302.9275 | 592.0556 | 12 | 4 | Two coats min; moist cure 3 days
3 | 3.06 | Sand-cement render 15mm external walls | m² | 1850 | ARC-PLST-02 | EP-ARC-PLST | OP-01 | MATERIAL | Mesh at RC/masonry junction | 1 | m²/m² | 154.1667 | 41 | 6320.8333 | 316 | 1095302.9275 | 592.0556 | 12 | 4 | Two coats min; moist cure 3 days
3 | 3.06 | Sand-cement render 15mm external walls | m² | 1850 | ARC-PLST-02 | EP-ARC-PLST | OP-01 | MANPOWER | Renderer ×2, Labourer ×2 | 4 | workers/m² | 616.6667 | 1034 | 637633.3333 | 76516 | 1095302.9275 | 592.0556 | 12 | 4 | Two coats min; moist cure 3 days
3 | 3.06 | Sand-cement render 15mm external walls | m² | 1850 | ARC-PLST-02 | EP-ARC-PLST | OP-01 | EQUIPMENT | Site mixer | 1 | unit/shift | 154.1667 | 850 | 131041.6667 | 10483 | 1095302.9275 | 592.0556 | 12 | 4 | Two coats min; moist cure 3 days
3 | 3.07 | Gypsum plaster to soffits 10mm overhead | m² | 4800 | ARC-PLST-03 | EP-ARC-PLST | OP-01 | MATERIAL | Gypsum spray plaster | 8 | kg/m² | 3840 | 45 | 172800 | 8640 | 3642707.98 | 758.8975 | 10 | 4 | Overhead work: −30% vs wall rate; s
3 | 3.07 | Gypsum plaster to soffits 10mm overhead | m² | 4800 | ARC-PLST-03 | EP-ARC-PLST | OP-01 | MATERIAL | Bonding coat | 1 | kg/m² | 480 | 45 | 21600 | 1080 | 3642707.98 | 758.8975 | 10 | 4 | Overhead work: −30% vs wall rate; s
3 | 3.07 | Gypsum plaster to soffits 10mm overhead | m² | 4800 | ARC-PLST-03 | EP-ARC-PLST | OP-01 | MANPOWER | Plasterer ×2, Labourer ×2 | 4 | workers/m² | 1920 | 1034 | 1985280 | 238234 | 3642707.98 | 758.8975 | 10 | 4 | Overhead work: −30% vs wall rate; s
3 | 3.07 | Gypsum plaster to soffits 10mm overhead | m² | 4800 | ARC-PLST-03 | EP-ARC-PLST | OP-01 | EQUIPMENT | Stilts or scaffold | 1 | unit/shift | 480 | 850 | 408000 | 32640 | 3642707.98 | 758.8975 | 10 | 4 | Overhead work: −30% vs wall rate; s
3 | 3.08 | Bituminous sheet membrane 2-layer (Type 3+4) | m² | 1950 | ARC-WTPR-01 | EP-ARC-WTPR | OP-02 | MATERIAL | SBS sheet membrane (3mm + 4mm) | 1.1 | m²/m² (laps) | 107.25 | 98 | 10510.5 | 526 | 693999.12 | 355.897 | 20 | 3 | 100mm laps; flash all details; prot
3 | 3.08 | Bituminous sheet membrane 2-layer (Type 3+4) | m² | 1950 | ARC-WTPR-01 | EP-ARC-WTPR | OP-02 | MATERIAL | Bituminous primer | 0.3 | L/m² | 29.25 | 98 | 2866.5 | 143 | 693999.12 | 355.897 | 20 | 3 | 100mm laps; flash all details; prot
3 | 3.08 | Bituminous sheet membrane 2-layer (Type 3+4) | m² | 1950 | ARC-WTPR-01 | EP-ARC-WTPR | OP-02 | MANPOWER | Waterproofer ×2, Labourer ×1 | 3 | workers/m² | 292.5 | 1034 | 302445 | 36293 | 693999.12 | 355.897 | 20 | 3 | 100mm laps; flash all details; prot
3 | 3.08 | Bituminous sheet membrane 2-layer (Type 3+4) | m² | 1950 | ARC-WTPR-01 | EP-ARC-WTPR | OP-02 | EQUIPMENT | Propane torch | 2 | unit/shift | 195 | 850 | 165750 | 13260 | 693999.12 | 355.897 | 20 | 3 | 100mm laps; flash all details; prot
3 | 3.08 | Bituminous sheet membrane 2-layer (Type 3+4) | m² | 1950 | ARC-WTPR-01 | EP-ARC-WTPR | OP-02 | SUBCONTRACT | Waterproofing | 1 | per m² | 97.5 | 146 | 14235 | 427 | 693999.12 | 355.897 | 20 | 3 | 100mm laps; flash all details; prot
3 | 3.09 | Liquid PU membrane 2 coats | m² | 650 | ARC-WTPR-02 | EP-ARC-WTPR | OP-02 | MATERIAL | PU liquid membrane (2 coats) | 2 | kg/m² | 52 | 92 | 4784 | 239 | 118502.938 | 182.3122 | 25 | 2 | Dry substrate; cure before backfill
3 | 3.09 | Liquid PU membrane 2 coats | m² | 650 | ARC-WTPR-02 | EP-ARC-WTPR | OP-02 | MATERIAL | Primer | 0.2 | kg/m² | 5.2 | 92 | 478.4 | 24 | 118502.938 | 182.3122 | 25 | 2 | Dry substrate; cure before backfill
3 | 3.09 | Liquid PU membrane 2 coats | m² | 650 | ARC-WTPR-02 | EP-ARC-WTPR | OP-02 | MANPOWER | Waterproofer ×2 | 2 | workers/m² | 52 | 1034 | 53768 | 6452 | 118502.938 | 182.3122 | 25 | 2 | Dry substrate; cure before backfill
3 | 3.09 | Liquid PU membrane 2 coats | m² | 650 | ARC-WTPR-02 | EP-ARC-WTPR | OP-02 | EQUIPMENT | Roller + brush | 1 | unit/shift | 26 | 850 | 22100 | 1768 | 118502.938 | 182.3122 | 25 | 2 | Dry substrate; cure before backfill
3 | 3.09 | Liquid PU membrane 2 coats | m² | 650 | ARC-WTPR-02 | EP-ARC-WTPR | OP-02 | SUBCONTRACT | Waterproofing | 1 | per m² | 26 | 138 | 3588 | 108 | 118502.938 | 182.3122 | 25 | 2 | Dry substrate; cure before backfill
3 | 3.10 | Waterproofing wet-area floors and walls | m² | 1200 | ARC-WTPR-04 | EP-ARC-WTPR | OP-02 | MATERIAL | Polyurethane membrane (2 coats) | 1.5 | kg/m² | 120 | 80 | 9600 | 480 | 363233.97 | 302.695 | 15 | 2 | Upturn 300mm on walls; 24h water te
3 | 3.10 | Waterproofing wet-area floors and walls | m² | 1200 | ARC-WTPR-04 | EP-ARC-WTPR | OP-02 | MATERIAL | Joint tape at floor/wall junction | 1.1 | lin.m/lin.m | 88 | 80 | 7040 | 352 | 363233.97 | 302.695 | 15 | 2 | Upturn 300mm on walls; 24h water te
3 | 3.10 | Waterproofing wet-area floors and walls | m² | 1200 | ARC-WTPR-04 | EP-ARC-WTPR | OP-02 | MANPOWER | Waterproofer ×2 | 2 | workers/m² | 160 | 1034 | 165440 | 19853 | 363233.97 | 302.695 | 15 | 2 | Upturn 300mm on walls; 24h water te
3 | 3.10 | Waterproofing wet-area floors and walls | m² | 1200 | ARC-WTPR-04 | EP-ARC-WTPR | OP-02 | EQUIPMENT | Roller + brush | 1 | unit/shift | 80 | 850 | 68000 | 5440 | 363233.97 | 302.695 | 15 | 2 | Upturn 300mm on walls; 24h water te
3 | 3.10 | Waterproofing wet-area floors and walls | m² | 1200 | ARC-WTPR-04 | EP-ARC-WTPR | OP-02 | SUBCONTRACT | Wet area WP | 1 | per m² | 80 | 119 | 9520 | 286 | 363233.97 | 302.695 | 15 | 2 | Upturn 300mm on walls; 24h water te
3 | 3.11 | Sand-cement screed 65mm unbonded | m² | 5200 | ARC-SCRZ-01 | EP-ARC-SCRZ | OP-03 | MATERIAL | Sand-cement mix 1:3 | 0.07 | m³/m² | 16.5455 | 37 | 612.1818 | 31 | 2375019.7264 | 456.7346 | 22 | 6 | Compact in one layer; float and rub
3 | 3.11 | Sand-cement screed 65mm unbonded | m² | 5200 | ARC-SCRZ-01 | EP-ARC-SCRZ | OP-03 | MATERIAL | Polythene slip layer | 1.1 | m²/m² | 260 | 37 | 9620 | 481 | 2375019.7264 | 456.7346 | 22 | 6 | Compact in one layer; float and rub
3 | 3.11 | Sand-cement screed 65mm unbonded | m² | 5200 | ARC-SCRZ-01 | EP-ARC-SCRZ | OP-03 | MANPOWER | Screed layer ×3, Labourer ×3 | 6 | workers/m² | 1418.1818 | 1034 | 1466400 | 175968 | 2375019.7264 | 456.7346 | 22 | 6 | Compact in one layer; float and rub
3 | 3.11 | Sand-cement screed 65mm unbonded | m² | 5200 | ARC-SCRZ-01 | EP-ARC-SCRZ | OP-03 | EQUIPMENT | Mixer | 1 | unit/shift | 236.3636 | 850 | 200909.0909 | 16073 | 2375019.7264 | 456.7346 | 22 | 6 | Compact in one layer; float and rub
3 | 3.12 | Sand-cement screed 40mm bonded | m² | 2800 | ARC-SCRZ-02 | EP-ARC-SCRZ | OP-03 | MATERIAL | Cement screed mix 1:4 | 0.045 | m³/m² | 4.5 | 32 | 144 | 7 | 705935.85 | 252.1199 | 28 | 4 | SBR slurry bond before laying
3 | 3.12 | Sand-cement screed 40mm bonded | m² | 2800 | ARC-SCRZ-02 | EP-ARC-SCRZ | OP-03 | MATERIAL | SBR bonding agent | 0.2 | L/m² | 20 | 32 | 640 | 32 | 705935.85 | 252.1199 | 28 | 4 | SBR slurry bond before laying
3 | 3.12 | Sand-cement screed 40mm bonded | m² | 2800 | ARC-SCRZ-02 | EP-ARC-SCRZ | OP-03 | MANPOWER | Screed layer ×2, Labourer ×2 | 4 | workers/m² | 400 | 1034 | 413600 | 49632 | 705935.85 | 252.1199 | 28 | 4 | SBR slurry bond before laying
3 | 3.12 | Sand-cement screed 40mm bonded | m² | 2800 | ARC-SCRZ-02 | EP-ARC-SCRZ | OP-03 | EQUIPMENT | Mixer | 1 | unit/shift | 100 | 850 | 85000 | 6800 | 705935.85 | 252.1199 | 28 | 4 | SBR slurry bond before laying
3 | 3.13 | Self-levelling compound 5-10mm | m² | 1800 | ARC-SCRZ-03 | EP-ARC-SCRZ | OP-03 | MATERIAL | Self-levelling compound | 8 | kg/m² | 240 | 43 | 10320 | 516 | 139666.98 | 77.5928 | 60 | 2 | Substrate flat ±3mm; dust-free; tem
3 | 3.13 | Self-levelling compound 5-10mm | m² | 1800 | ARC-SCRZ-03 | EP-ARC-SCRZ | OP-03 | MATERIAL | Primer | 0.1 | kg/m² | 3 | 43 | 129 | 6 | 139666.98 | 77.5928 | 60 | 2 | Substrate flat ±3mm; dust-free; tem
3 | 3.13 | Self-levelling compound 5-10mm | m² | 1800 | ARC-SCRZ-03 | EP-ARC-SCRZ | OP-03 | MANPOWER | SLC specialist ×2 | 2 | workers/m² | 60 | 1034 | 62040 | 7445 | 139666.98 | 77.5928 | 60 | 2 | Substrate flat ±3mm; dust-free; tem
3 | 3.13 | Self-levelling compound 5-10mm | m² | 1800 | ARC-SCRZ-03 | EP-ARC-SCRZ | OP-03 | EQUIPMENT | Pump or gravity pour | 1 | unit/shift | 30 | 850 | 25500 | 2040 | 139666.98 | 77.5928 | 60 | 2 | Substrate flat ±3mm; dust-free; tem
3 | 3.13 | Self-levelling compound 5-10mm | m² | 1800 | ARC-SCRZ-03 | EP-ARC-SCRZ | OP-03 | SUBCONTRACT | SLC specialist | 1 | per m² | 30 | 64 | 1920 | 58 | 139666.98 | 77.5928 | 60 | 2 | Substrate flat ±3mm; dust-free; tem
3 | 3.14 | Ceramic floor tiles 300×300mm | m² | 3200 | ARC-TILE-01 | EP-ARC-TILE | OP-04 | MATERIAL | Ceramic tiles 300×300mm | 1.08 | m²/m² | 384 | 74 | 28416 | 1421 | 2754685.4567 | 860.8392 | 9 | 4 | 2mm joint; movement joints at 4.5m
3 | 3.14 | Ceramic floor tiles 300×300mm | m² | 3200 | ARC-TILE-01 | EP-ARC-TILE | OP-04 | MATERIAL | Tile adhesive (polymer) | 6 | kg/m² | 2133.3333 | 74 | 157866.6667 | 7893 | 2754685.4567 | 860.8392 | 9 | 4 | 2mm joint; movement joints at 4.5m
3 | 3.14 | Ceramic floor tiles 300×300mm | m² | 3200 | ARC-TILE-01 | EP-ARC-TILE | OP-04 | MANPOWER | Tiler ×2, Labourer ×2 | 4 | workers/m² | 1422.2222 | 1034 | 1470577.7778 | 176469 | 2754685.4567 | 860.8392 | 9 | 4 | 2mm joint; movement joints at 4.5m
3 | 3.14 | Ceramic floor tiles 300×300mm | m² | 3200 | ARC-TILE-01 | EP-ARC-TILE | OP-04 | EQUIPMENT | Tile cutter (manual) | 1 | unit/shift | 355.5556 | 850 | 302222.2222 | 24178 | 2754685.4567 | 860.8392 | 9 | 4 | 2mm joint; movement joints at 4.5m
3 | 3.15 | Porcelain floor tiles 600×600mm (feature) | m² | 1100 | ARC-TILE-02 | EP-ARC-TILE | OP-04 | MATERIAL | Porcelain tiles 600×600mm | 1.05 | m²/m² | 165 | 147 | 24255 | 1213 | 1431683.3371 | 1301.5303 | 7 | 4 | Large format: ±1mm substrate flatne
3 | 3.15 | Porcelain floor tiles 600×600mm (feature) | m² | 1100 | ARC-TILE-02 | EP-ARC-TILE | OP-04 | MATERIAL | Tile adhesive (heavy-duty) | 8 | kg/m² | 1257.1429 | 147 | 184800 | 9240 | 1431683.3371 | 1301.5303 | 7 | 4 | Large format: ±1mm substrate flatne
3 | 3.15 | Porcelain floor tiles 600×600mm (feature) | m² | 1100 | ARC-TILE-02 | EP-ARC-TILE | OP-04 | MANPOWER | Tiler ×2, Labourer ×2 | 4 | workers/m² | 628.5714 | 1034 | 649942.8571 | 77993 | 1431683.3371 | 1301.5303 | 7 | 4 | Large format: ±1mm substrate flatne
3 | 3.15 | Porcelain floor tiles 600×600mm (feature) | m² | 1100 | ARC-TILE-02 | EP-ARC-TILE | OP-04 | EQUIPMENT | Wet saw | 1 | unit/shift | 157.1429 | 850 | 133571.4286 | 10686 | 1431683.3371 | 1301.5303 | 7 | 4 | Large format: ±1mm substrate flatne
3 | 3.15 | Porcelain floor tiles 600×600mm (feature) | m² | 1100 | ARC-TILE-02 | EP-ARC-TILE | OP-04 | SUBCONTRACT | Tiling | 1 | per m² | 157.1429 | 220 | 34571.4286 | 1037 | 1431683.3371 | 1301.5303 | 7 | 4 | Large format: ±1mm substrate flatne
3 | 3.16 | Ceramic wall tiles 200×300mm | m² | 2400 | ARC-TILE-03 | EP-ARC-TILE | OP-04 | MATERIAL | Ceramic tiles 200×300mm | 1.08 | m²/m² | 259.2 | 70 | 18144 | 907 | 1474964.03 | 614.5683 | 10 | 3 | Plumb and level; sealant at all jun
3 | 3.16 | Ceramic wall tiles 200×300mm | m² | 2400 | ARC-TILE-03 | EP-ARC-TILE | OP-04 | MATERIAL | Tile adhesive | 5 | kg/m² | 1200 | 70 | 84000 | 4200 | 1474964.03 | 614.5683 | 10 | 3 | Plumb and level; sealant at all jun
3 | 3.16 | Ceramic wall tiles 200×300mm | m² | 2400 | ARC-TILE-03 | EP-ARC-TILE | OP-04 | MANPOWER | Tiler ×2, Labourer ×1 | 3 | workers/m² | 720 | 1034 | 744480 | 89338 | 1474964.03 | 614.5683 | 10 | 3 | Plumb and level; sealant at all jun
3 | 3.16 | Ceramic wall tiles 200×300mm | m² | 2400 | ARC-TILE-03 | EP-ARC-TILE | OP-04 | EQUIPMENT | Tile cutter | 1 | unit/shift | 240 | 850 | 204000 | 16320 | 1474964.03 | 614.5683 | 10 | 3 | Plumb and level; sealant at all jun
3 | 3.17 | Emulsion paint 2 coats internal walls | m² | 9200 | ARC-PAINT-01 | EP-ARC-PAINT | OP-05 | MATERIAL | Emulsion paint (2 coats) | 0.24 | L/m² | 63.0857 | 14 | 883.2 | 44 | 1081225.6034 | 117.5245 | 35 | 2 | Mist coat first; sand between coats
3 | 3.17 | Emulsion paint 2 coats internal walls | m² | 9200 | ARC-PAINT-01 | EP-ARC-PAINT | OP-05 | MATERIAL | Wall primer / mist coat | 0.08 | L/m² | 21.0286 | 14 | 294.4 | 15 | 1081225.6034 | 117.5245 | 35 | 2 | Mist coat first; sand between coats
3 | 3.17 | Emulsion paint 2 coats internal walls | m² | 9200 | ARC-PAINT-01 | EP-ARC-PAINT | OP-05 | MANPOWER | Painter ×2 | 2 | workers/m² | 525.7143 | 1034 | 543588.5714 | 65231 | 1081225.6034 | 117.5245 | 35 | 2 | Mist coat first; sand between coats
3 | 3.17 | Emulsion paint 2 coats internal walls | m² | 9200 | ARC-PAINT-01 | EP-ARC-PAINT | OP-05 | EQUIPMENT | Roller + brush | 1 | unit/shift | 262.8571 | 850 | 223428.5714 | 17874 | 1081225.6034 | 117.5245 | 35 | 2 | Mist coat first; sand between coats
3 | 3.18 | Textured external masonry paint 2 coats | m² | 1850 | ARC-PAINT-03 | EP-ARC-PAINT | OP-05 | MATERIAL | Masonry paint textured (2 coats) | 0.6 | L/m² | 61.6667 | 21 | 1295 | 65 | 424162.7139 | 229.2771 | 18 | 2 | Apply in shade or overcast; <35°C
3 | 3.18 | Textured external masonry paint 2 coats | m² | 1850 | ARC-PAINT-03 | EP-ARC-PAINT | OP-05 | MATERIAL | Stabilising primer | 0.1 | L/m² | 10.2778 | 21 | 215.8333 | 11 | 424162.7139 | 229.2771 | 18 | 2 | Apply in shade or overcast; <35°C
3 | 3.18 | Textured external masonry paint 2 coats | m² | 1850 | ARC-PAINT-03 | EP-ARC-PAINT | OP-05 | MANPOWER | Painter ×2 | 2 | workers/m² | 205.5556 | 1034 | 212544.4444 | 25505 | 424162.7139 | 229.2771 | 18 | 2 | Apply in shade or overcast; <35°C
3 | 3.18 | Textured external masonry paint 2 coats | m² | 1850 | ARC-PAINT-03 | EP-ARC-PAINT | OP-05 | EQUIPMENT | Thick-nap roller | 1 | unit/shift | 102.7778 | 850 | 87361.1111 | 6989 | 424162.7139 | 229.2771 | 18 | 2 | Apply in shade or overcast; <35°C
SECTION 4 — FACADE & ENVELOPE — Curtain Wall, ACP Cladding, Glazing, Sealing
4 | 4.01 | Stick system aluminium curtain wall | m² | 2200 | FAC-CURTW-01 | EP-FAC-CURTW | OP-01 | MATERIAL | Aluminium mullion + transom system | 1.02 | m²/m² (profile | 561 | 1309 | 734349 | 36717 | 7726447.575 | 3512.0216 | 4 | 4 | Deflection L/500; air, water, wind
4 | 4.01 | Stick system aluminium curtain wall | m² | 2200 | FAC-CURTW-01 | EP-FAC-CURTW | OP-01 | MATERIAL | Thermally broken glazing unit (DGU 6+16+ | 1.05 | m²/m² | 577.5 | 1309 | 755947.5 | 37797 | 7726447.575 | 3512.0216 | 4 | 4 | Deflection L/500; air, water, wind
4 | 4.01 | Stick system aluminium curtain wall | m² | 2200 | FAC-CURTW-01 | EP-FAC-CURTW | OP-01 | MANPOWER | CW fixer ×3, Crane/hoist op ×0.5, Supervisor ×0.5 | 4 | workers/m² | 2200 | 1034 | 2274800 | 272976 | 7726447.575 | 3512.0216 | 4 | 4 | Deflection L/500; air, water, wind
4 | 4.01 | Stick system aluminium curtain wall | m² | 2200 | FAC-CURTW-01 | EP-FAC-CURTW | OP-01 | EQUIPMENT | Access cradle or scaffold | 1 | unit/shift | 550 | 850 | 467500 | 37400 | 7726447.575 | 3512.0216 | 4 | 4 | Deflection L/500; air, water, wind
4 | 4.01 | Stick system aluminium curtain wall | m² | 2200 | FAC-CURTW-01 | EP-FAC-CURTW | OP-01 | SUBCONTRACT | Facade specialist sub | 1 | per m² | 550 | 1952 | 1073600 | 32208 | 7726447.575 | 3512.0216 | 4 | 4 | Deflection L/500; air, water, wind
4 | 4.02 | Unitised curtain wall system | m² | 850 | FAC-CURTW-02 | EP-FAC-CURTW | OP-01 | MATERIAL | Factory-assembled curtain wall units | 1 | m²/m² | 283.3333 | 1458 | 413100 | 20655 | 5621745.15 | 6613.8178 | 3 | 6 | Units factory glazed; site sequence
4 | 4.02 | Unitised curtain wall system | m² | 850 | FAC-CURTW-02 | EP-FAC-CURTW | OP-01 | MATERIAL | Anchor brackets (cast-in or drilled) | 2 | No./m² | 566.6667 | 1458 | 826200 | 41310 | 5621745.15 | 6613.8178 | 3 | 6 | Units factory glazed; site sequence
4 | 4.02 | Unitised curtain wall system | m² | 850 | FAC-CURTW-02 | EP-FAC-CURTW | OP-01 | MANPOWER | CW fixer ×4, Crane op ×1, Supervisor ×1 | 6 | workers/m² | 1700 | 1034 | 1757800 | 210936 | 5621745.15 | 6613.8178 | 3 | 6 | Units factory glazed; site sequence
4 | 4.02 | Unitised curtain wall system | m² | 850 | FAC-CURTW-02 | EP-FAC-CURTW | OP-01 | EQUIPMENT | Mobile crane or hoist | 1 | unit/shift | 283.3333 | 850 | 240833.3333 | 19267 | 5621745.15 | 6613.8178 | 3 | 6 | Units factory glazed; site sequence
4 | 4.02 | Unitised curtain wall system | m² | 850 | FAC-CURTW-02 | EP-FAC-CURTW | OP-01 | SUBCONTRACT | Facade specialist sub | 1 | per m² | 283.3333 | 2173 | 615683.3333 | 18471 | 5621745.15 | 6613.8178 | 3 | 6 | Units factory glazed; site sequence
4 | 4.03 | ACP cladding 4mm, aluminium sub-frame | m² | 780 | FAC-CLAD-01 | EP-FAC-CLAD | OP-02 | MATERIAL | ACP panel 4mm (as specified) | 1.05 | m²/m² | 68.25 | 451 | 30780.75 | 1539 | 695293.5375 | 891.402 | 12 | 4 | Drainage and ventilation gap behind
4 | 4.03 | ACP cladding 4mm, aluminium sub-frame | m² | 780 | FAC-CLAD-01 | EP-FAC-CLAD | OP-02 | MATERIAL | Aluminium sub-frame (hat section) | 2.5 | m/m² | 162.5 | 451 | 73287.5 | 3664 | 695293.5375 | 891.402 | 12 | 4 | Drainage and ventilation gap behind
4 | 4.03 | ACP cladding 4mm, aluminium sub-frame | m² | 780 | FAC-CLAD-01 | EP-FAC-CLAD | OP-02 | MANPOWER | Cladding fixer ×3, Labourer ×1 | 4 | workers/m² | 260 | 1034 | 268840 | 32261 | 695293.5375 | 891.402 | 12 | 4 | Drainage and ventilation gap behind
4 | 4.03 | ACP cladding 4mm, aluminium sub-frame | m² | 780 | FAC-CLAD-01 | EP-FAC-CLAD | OP-02 | EQUIPMENT | Drill + rivet gun | 1 | unit/shift | 65 | 850 | 55250 | 4420 | 695293.5375 | 891.402 | 12 | 4 | Drainage and ventilation gap behind
4 | 4.03 | ACP cladding 4mm, aluminium sub-frame | m² | 780 | FAC-CLAD-01 | EP-FAC-CLAD | OP-02 | SUBCONTRACT | Cladding sub | 1 | per m² | 65 | 672 | 43680 | 1310 | 695293.5375 | 891.402 | 12 | 4 | Drainage and ventilation gap behind
4 | 4.04 | Natural stone cladding granite 600×400×30mm | m² | 320 | FAC-CLAD-02 | EP-FAC-CLAD | OP-02 | MATERIAL | Granite stone cladding tile 600×400×30mm | 1.03 | m²/m² | 65.92 | 1018 | 67106.56 | 3355 | 979024.806 | 3059.4525 | 5 | 3 | Anchor design by engineer; sample a
4 | 4.04 | Natural stone cladding granite 600×400×30mm | m² | 320 | FAC-CLAD-02 | EP-FAC-CLAD | OP-02 | MATERIAL | Stainless steel mechanical anchors | 4 | No./m² | 256 | 1018 | 260608 | 13030 | 979024.806 | 3059.4525 | 5 | 3 | Anchor design by engineer; sample a
4 | 4.04 | Natural stone cladding granite 600×400×30mm | m² | 320 | FAC-CLAD-02 | EP-FAC-CLAD | OP-02 | MANPOWER | Stone fixer ×2, Labourer ×1 | 3 | workers/m² | 192 | 1034 | 198528 | 23823 | 979024.806 | 3059.4525 | 5 | 3 | Anchor design by engineer; sample a
4 | 4.04 | Natural stone cladding granite 600×400×30mm | m² | 320 | FAC-CLAD-02 | EP-FAC-CLAD | OP-02 | EQUIPMENT | Drill + angle grinder | 1 | unit/shift | 64 | 850 | 54400 | 4352 | 979024.806 | 3059.4525 | 5 | 3 | Anchor design by engineer; sample a
4 | 4.04 | Natural stone cladding granite 600×400×30mm | m² | 320 | FAC-CLAD-02 | EP-FAC-CLAD | OP-02 | SUBCONTRACT | Stone sub | 1 | per m² | 64 | 1517 | 97088 | 2913 | 979024.806 | 3059.4525 | 5 | 3 | Anchor design by engineer; sample a
4 | 4.05 | Terracotta rainscreen panel cladding | m² | 480 | FAC-CLAD-03 | EP-FAC-CLAD | OP-02 | MATERIAL | Terracotta panel (as specified) | 1.05 | m²/m² | 84 | 539 | 45276 | 2264 | 936419.4 | 1950.8737 | 6 | 4 | Open joint system; cavity ventilate
4 | 4.05 | Terracotta rainscreen panel cladding | m² | 480 | FAC-CLAD-03 | EP-FAC-CLAD | OP-02 | MATERIAL | Aluminium T-rail sub-frame | 3 | m/m² | 240 | 539 | 129360 | 6468 | 936419.4 | 1950.8737 | 6 | 4 | Open joint system; cavity ventilate
4 | 4.05 | Terracotta rainscreen panel cladding | m² | 480 | FAC-CLAD-03 | EP-FAC-CLAD | OP-02 | MANPOWER | Cladding fixer ×3, Labourer ×1 | 4 | workers/m² | 320 | 1034 | 330880 | 39706 | 936419.4 | 1950.8737 | 6 | 4 | Open joint system; cavity ventilate
4 | 4.05 | Terracotta rainscreen panel cladding | m² | 480 | FAC-CLAD-03 | EP-FAC-CLAD | OP-02 | EQUIPMENT | Drill + hand tools | 1 | unit/shift | 80 | 850 | 68000 | 5440 | 936419.4 | 1950.8737 | 6 | 4 | Open joint system; cavity ventilate
4 | 4.05 | Terracotta rainscreen panel cladding | m² | 480 | FAC-CLAD-03 | EP-FAC-CLAD | OP-02 | SUBCONTRACT | Facade sub | 1 | per m² | 80 | 804 | 64320 | 1930 | 936419.4 | 1950.8737 | 6 | 4 | Open joint system; cavity ventilate
4 | 4.06 | Structural glazing silicone-fixed external | m² | 380 | FAC-GLS-01 | EP-FAC-GLS | OP-03 | MATERIAL | Structural DGU (6/12/6 low-E coated) | 1.02 | m²/m² | 77.52 | 908 | 70388.16 | 3519 | 920538.216 | 2422.469 | 5 | 4.5 | Cure 21 days before loading; silico
4 | 4.06 | Structural glazing silicone-fixed external | m² | 380 | FAC-GLS-01 | EP-FAC-GLS | OP-03 | MATERIAL | Structural silicone 2-part | 0.5 | L/m² | 38 | 908 | 34504 | 1725 | 920538.216 | 2422.469 | 5 | 4.5 | Cure 21 days before loading; silico
4 | 4.06 | Structural glazing silicone-fixed external | m² | 380 | FAC-GLS-01 | EP-FAC-GLS | OP-03 | MANPOWER | Glazier ×3, Labourer ×1, Crane op ×0.5 | 4.5 | workers/m² | 342 | 1034 | 353628 | 42435 | 920538.216 | 2422.469 | 5 | 4.5 | Cure 21 days before loading; silico
4 | 4.06 | Structural glazing silicone-fixed external | m² | 380 | FAC-GLS-01 | EP-FAC-GLS | OP-03 | EQUIPMENT | Vacuum cup lifters | 1 | unit/shift | 76 | 850 | 64600 | 5168 | 920538.216 | 2422.469 | 5 | 4.5 | Cure 21 days before loading; silico
4 | 4.06 | Structural glazing silicone-fixed external | m² | 380 | FAC-GLS-01 | EP-FAC-GLS | OP-03 | SUBCONTRACT | Glazing specialist sub | 1 | per m² | 76 | 1353 | 102828 | 3085 | 920538.216 | 2422.469 | 5 | 4.5 | Cure 21 days before loading; silico
4 | 4.07 | Facade movement joint sealant PU/silicone | lin.m | 850 | FAC-SEAL-01 | EP-FAC-SEAL | OP-04 | MATERIAL | Backing rod 20mm (closed-cell PE) | 1.05 | m/m | 59.5 | 36 | 2142 | 107 | 255492.45 | 300.5794 | 15 | 2 | Joint width 15–25mm; depth = 50% wi
4 | 4.07 | Facade movement joint sealant PU/silicone | lin.m | 850 | FAC-SEAL-01 | EP-FAC-SEAL | OP-04 | MATERIAL | Silicone or PU sealant (UV grade) | 0.3 | L/m | 17 | 36 | 612 | 31 | 255492.45 | 300.5794 | 15 | 2 | Joint width 15–25mm; depth = 50% wi
4 | 4.07 | Facade movement joint sealant PU/silicone | lin.m | 850 | FAC-SEAL-01 | EP-FAC-SEAL | OP-04 | MANPOWER | Sealant applicator ×2 | 2 | workers/lin.m | 113.3333 | 1034 | 117186.6667 | 14062 | 255492.45 | 300.5794 | 15 | 2 | Joint width 15–25mm; depth = 50% wi
4 | 4.07 | Facade movement joint sealant PU/silicone | lin.m | 850 | FAC-SEAL-01 | EP-FAC-SEAL | OP-04 | EQUIPMENT | Caulking gun | 1 | unit/shift | 56.6667 | 850 | 48166.6667 | 3853 | 255492.45 | 300.5794 | 15 | 2 | Joint width 15–25mm; depth = 50% wi
4 | 4.07 | Facade movement joint sealant PU/silicone | lin.m | 850 | FAC-SEAL-01 | EP-FAC-SEAL | OP-04 | SUBCONTRACT | Sealant sub | 1 | per lin.m | 56.6667 | 53 | 3003.3333 | 90 | 255492.45 | 300.5794 | 15 | 2 | Joint width 15–25mm; depth = 50% wi
SECTION 5 — FALSE CEILINGS & BULKHEADS — PB, Grid, Specialist, Bulkheads
5 | 5.01 | Plasterboard ceiling 12.5mm single layer on metal grid | m² | 6800 | CLG-GYP-01 | EP-CLG-GYP | OP-01 | MATERIAL | Standard plasterboard 12.5mm (1200×2400m | 1.08 | m²/m² | 408 | 37 | 15096 | 755 | 3290862.1 | 483.9503 | 18 | 5 | Fix at 150mm from perimeter; 300mm
5 | 5.01 | Plasterboard ceiling 12.5mm single layer on metal grid | m² | 6800 | CLG-GYP-01 | EP-CLG-GYP | OP-01 | MATERIAL | Primary and secondary furring channels | 2.8 | m/m² | 1057.7778 | 37 | 39137.7778 | 1957 | 3290862.1 | 483.9503 | 18 | 5 | Fix at 150mm from perimeter; 300mm
5 | 5.01 | Plasterboard ceiling 12.5mm single layer on metal grid | m² | 6800 | CLG-GYP-01 | EP-CLG-GYP | OP-01 | MANPOWER | Dryliner ×3, Labourer ×2 | 5 | workers/m² | 1888.8889 | 1034 | 1953111.1111 | 234373 | 3290862.1 | 483.9503 | 18 | 5 | Fix at 150mm from perimeter; 300mm
5 | 5.01 | Plasterboard ceiling 12.5mm single layer on metal grid | m² | 6800 | CLG-GYP-01 | EP-CLG-GYP | OP-01 | EQUIPMENT | Screw gun + bench saw | 1 | unit/shift | 377.7778 | 850 | 321111.1111 | 25689 | 3290862.1 | 483.9503 | 18 | 5 | Fix at 150mm from perimeter; 300mm
5 | 5.02 | Plasterboard ceiling double layer fire-rated 60 min | m² | 2400 | CLG-GYP-02 | EP-CLG-GYP | OP-01 | MATERIAL | Standard plasterboard 12.5mm (×2 layers) | 2.16 | m²/m² | 345.6 | 52 | 17971.2 | 899 | 1418177.504 | 590.9073 | 15 | 5 | Stagger joints between layers; scre
5 | 5.02 | Plasterboard ceiling double layer fire-rated 60 min | m² | 2400 | CLG-GYP-02 | EP-CLG-GYP | OP-01 | MATERIAL | Fire-rated furring channels | 2.8 | m/m² | 448 | 52 | 23296 | 1165 | 1418177.504 | 590.9073 | 15 | 5 | Stagger joints between layers; scre
5 | 5.02 | Plasterboard ceiling double layer fire-rated 60 min | m² | 2400 | CLG-GYP-02 | EP-CLG-GYP | OP-01 | MANPOWER | Dryliner ×3, Labourer ×2 | 5 | workers/m² | 800 | 1034 | 827200 | 99264 | 1418177.504 | 590.9073 | 15 | 5 | Stagger joints between layers; scre
5 | 5.02 | Plasterboard ceiling double layer fire-rated 60 min | m² | 2400 | CLG-GYP-02 | EP-CLG-GYP | OP-01 | EQUIPMENT | Screw gun + bench saw | 1 | unit/shift | 160 | 850 | 136000 | 10880 | 1418177.504 | 590.9073 | 15 | 5 | Stagger joints between layers; scre
5 | 5.03 | Skim coat and paint to plasterboard ceiling | m² | 9200 | CLG-GYP-03 | EP-CLG-GYP | OP-01 | MATERIAL | Joint filler / skim coat | 1.5 | kg/m² | 627.2727 | 25 | 15681.8182 | 784 | 2971980.9173 | 323.0414 | 22 | 4 | Tape and jointing before skim; sand
5 | 5.03 | Skim coat and paint to plasterboard ceiling | m² | 9200 | CLG-GYP-03 | EP-CLG-GYP | OP-01 | MATERIAL | Emulsion paint (2 coats) | 0.24 | L/m² | 100.3636 | 25 | 2509.0909 | 125 | 2971980.9173 | 323.0414 | 22 | 4 | Tape and jointing before skim; sand
5 | 5.03 | Skim coat and paint to plasterboard ceiling | m² | 9200 | CLG-GYP-03 | EP-CLG-GYP | OP-01 | MANPOWER | Plasterer ×2, Painter ×2 | 4 | workers/m² | 1672.7273 | 1034 | 1729600 | 207552 | 2971980.9173 | 323.0414 | 22 | 4 | Tape and jointing before skim; sand
5 | 5.03 | Skim coat and paint to plasterboard ceiling | m² | 9200 | CLG-GYP-03 | EP-CLG-GYP | OP-01 | EQUIPMENT | Stilts + roller + hawk | 1 | unit/shift | 418.1818 | 850 | 355454.5455 | 28436 | 2971980.9173 | 323.0414 | 22 | 4 | Tape and jointing before skim; sand
5 | 5.04 | Suspended T-bar grid 600×600mm module | m² | 4200 | CLG-GRID-01 | EP-CLG-GRID | OP-02 | MATERIAL | T-bar grid system (main + cross tees) | 2.5 | lin.m/m² | 420 | 32 | 13440 | 672 | 1456395.36 | 346.7608 | 25 | 5 | Level within ±3mm over 3m; tie wire
5 | 5.04 | Suspended T-bar grid 600×600mm module | m² | 4200 | CLG-GRID-01 | EP-CLG-GRID | OP-02 | MATERIAL | Suspension rod + anchor | 1 | No./m² | 168 | 32 | 5376 | 269 | 1456395.36 | 346.7608 | 25 | 5 | Level within ±3mm over 3m; tie wire
5 | 5.04 | Suspended T-bar grid 600×600mm module | m² | 4200 | CLG-GRID-01 | EP-CLG-GRID | OP-02 | MANPOWER | Ceiling fixer ×3, Labourer ×2 | 5 | workers/m² | 840 | 1034 | 868560 | 104227 | 1456395.36 | 346.7608 | 25 | 5 | Level within ±3mm over 3m; tie wire
5 | 5.04 | Suspended T-bar grid 600×600mm module | m² | 4200 | CLG-GRID-01 | EP-CLG-GRID | OP-02 | EQUIPMENT | Drill + cutting tool | 1 | unit/shift | 168 | 850 | 142800 | 11424 | 1456395.36 | 346.7608 | 25 | 5 | Level within ±3mm over 3m; tie wire
5 | 5.05 | Mineral fibre tile 600×600×15mm lay in grid | m² | 4200 | CLG-GRID-02 | EP-CLG-GRID | OP-02 | MATERIAL | Mineral fibre tile 600×600×15mm (as spec | 1.05 | m²/m² | 147 | 26 | 3822 | 191 | 786037.29 | 187.1517 | 30 | 3 | Cut tiles at perimeter; directional
5 | 5.05 | Mineral fibre tile 600×600×15mm lay in grid | m² | 4200 | CLG-GRID-02 | EP-CLG-GRID | OP-02 | MANPOWER | Ceiling fixer ×2, Labourer ×1 | 3 | workers/m² | 420 | 1034 | 434280 | 52114 | 786037.29 | 187.1517 | 30 | 3 | Cut tiles at perimeter; directional
5 | 5.05 | Mineral fibre tile 600×600×15mm lay in grid | m² | 4200 | CLG-GRID-02 | EP-CLG-GRID | OP-02 | EQUIPMENT | Tile cutter | 1 | unit/shift | 140 | 850 | 119000 | 9520 | 786037.29 | 187.1517 | 30 | 3 | Cut tiles at perimeter; directional
5 | 5.06 | Perforated metal tile 600×600mm acoustic | m² | 1600 | CLG-GRID-03 | EP-CLG-GRID | OP-02 | MATERIAL | Perforated metal tile 600×600mm + acoust | 1.05 | m²/m² | 93.3333 | 69 | 6440 | 322 | 393727.6578 | 246.0798 | 18 | 2 | Handle carefully; no bend; align pe
5 | 5.06 | Perforated metal tile 600×600mm acoustic | m² | 1600 | CLG-GRID-03 | EP-CLG-GRID | OP-02 | MATERIAL | Acoustic fleece pad (if not pre-bonded) | 1 | — | 88.8889 | 69 | 6133.3333 | 307 | 393727.6578 | 246.0798 | 18 | 2 | Handle carefully; no bend; align pe
5 | 5.06 | Perforated metal tile 600×600mm acoustic | m² | 1600 | CLG-GRID-03 | EP-CLG-GRID | OP-02 | MANPOWER | Ceiling fixer ×2 | 2 | workers/m² | 177.7778 | 1034 | 183822.2222 | 22059 | 393727.6578 | 246.0798 | 18 | 2 | Handle carefully; no bend; align pe
5 | 5.06 | Perforated metal tile 600×600mm acoustic | m² | 1600 | CLG-GRID-03 | EP-CLG-GRID | OP-02 | EQUIPMENT | Tin snips + tile cutter | 1 | unit/shift | 88.8889 | 850 | 75555.5556 | 6044 | 393727.6578 | 246.0798 | 18 | 2 | Handle carefully; no bend; align pe
5 | 5.06 | Perforated metal tile 600×600mm acoustic | m² | 1600 | CLG-GRID-03 | EP-CLG-GRID | OP-02 | SUBCONTRACT | Metal ceiling sub | 1 | per m² | 88.8889 | 102 | 9066.6667 | 272 | 393727.6578 | 246.0798 | 18 | 2 | Handle carefully; no bend; align pe
5 | 5.07 | Linear aluminium strip ceiling 100mm wide | m² | 850 | CLG-SPEC-01 | EP-CLG-SPEC | OP-03 | MATERIAL | Aluminium strip extrusion 100mm (anodise | 1.08 | lin.m/m² | 91.8 | 157 | 14412.6 | 721 | 653293.207 | 768.5802 | 10 | 4 | Linear direction agreed; end caps a
5 | 5.07 | Linear aluminium strip ceiling 100mm wide | m² | 850 | CLG-SPEC-01 | EP-CLG-SPEC | OP-03 | MATERIAL | Carrier rail (double hook) | 0.5 | lin.m/m² | 42.5 | 157 | 6672.5 | 334 | 653293.207 | 768.5802 | 10 | 4 | Linear direction agreed; end caps a
5 | 5.07 | Linear aluminium strip ceiling 100mm wide | m² | 850 | CLG-SPEC-01 | EP-CLG-SPEC | OP-03 | MANPOWER | Ceiling fixer ×3, Labourer ×1 | 4 | workers/m² | 340 | 1034 | 351560 | 42187 | 653293.207 | 768.5802 | 10 | 4 | Linear direction agreed; end caps a
5 | 5.07 | Linear aluminium strip ceiling 100mm wide | m² | 850 | CLG-SPEC-01 | EP-CLG-SPEC | OP-03 | EQUIPMENT | Drill + rivet gun | 1 | unit/shift | 85 | 850 | 72250 | 5780 | 653293.207 | 768.5802 | 10 | 4 | Linear direction agreed; end caps a
5 | 5.07 | Linear aluminium strip ceiling 100mm wide | m² | 850 | CLG-SPEC-01 | EP-CLG-SPEC | OP-03 | SUBCONTRACT | Metal ceiling sub | 1 | per m² | 85 | 234 | 19890 | 597 | 653293.207 | 768.5802 | 10 | 4 | Linear direction agreed; end caps a
5 | 5.08 | Stretched fabric ceiling system | m² | 480 | CLG-SPEC-02 | EP-CLG-SPEC | OP-03 | MATERIAL | PVC or polyester stretch fabric (as spec | 1.02 | m²/m² | 81.6 | 217 | 17707.2 | 885 | 513029.454 | 1068.8114 | 6 | 3 | Luminaires and services installed b
5 | 5.08 | Stretched fabric ceiling system | m² | 480 | CLG-SPEC-02 | EP-CLG-SPEC | OP-03 | MATERIAL | Aluminium perimeter track | 0.4 | lin.m/m² | 32 | 217 | 6944 | 347 | 513029.454 | 1068.8114 | 6 | 3 | Luminaires and services installed b
5 | 5.08 | Stretched fabric ceiling system | m² | 480 | CLG-SPEC-02 | EP-CLG-SPEC | OP-03 | MANPOWER | Fabric ceiling installer ×3 | 3 | workers/m² | 240 | 1034 | 248160 | 29779 | 513029.454 | 1068.8114 | 6 | 3 | Luminaires and services installed b
5 | 5.08 | Stretched fabric ceiling system | m² | 480 | CLG-SPEC-02 | EP-CLG-SPEC | OP-03 | EQUIPMENT | Hot-air gun (fabric tensioning) | 1 | unit/shift | 80 | 850 | 68000 | 5440 | 513029.454 | 1068.8114 | 6 | 3 | Luminaires and services installed b
5 | 5.08 | Stretched fabric ceiling system | m² | 480 | CLG-SPEC-02 | EP-CLG-SPEC | OP-03 | SUBCONTRACT | Fabric ceiling sub | 1 | per m² | 80 | 324 | 25920 | 778 | 513029.454 | 1068.8114 | 6 | 3 | Luminaires and services installed b
5 | 5.09 | Plasterboard bulkhead concealing beam drop | lin.m | 1850 | CLG-BULK-01 | EP-CLG-BULK | OP-04 | MATERIAL | Steel stud 70mm + track | 2 | m/lin.m | 308.3333 | 102 | 31450 | 1573 | 954326.4717 | 515.8521 | 12 | 3 | Fix frame to slab and adjacent wall
5 | 5.09 | Plasterboard bulkhead concealing beam drop | lin.m | 1850 | CLG-BULK-01 | EP-CLG-BULK | OP-04 | MATERIAL | Plasterboard 12.5mm (both faces + soffit | 2.5 | m²/lin.m | 385.4167 | 102 | 39312.5 | 1966 | 954326.4717 | 515.8521 | 12 | 3 | Fix frame to slab and adjacent wall
5 | 5.09 | Plasterboard bulkhead concealing beam drop | lin.m | 1850 | CLG-BULK-01 | EP-CLG-BULK | OP-04 | MANPOWER | Dryliner ×2, Labourer ×1 | 3 | workers/lin.m | 462.5 | 1034 | 478225 | 57387 | 954326.4717 | 515.8521 | 12 | 3 | Fix frame to slab and adjacent wall
5 | 5.09 | Plasterboard bulkhead concealing beam drop | lin.m | 1850 | CLG-BULK-01 | EP-CLG-BULK | OP-04 | EQUIPMENT | Screw gun + saw | 1 | unit/shift | 154.1667 | 850 | 131041.6667 | 10483 | 954326.4717 | 515.8521 | 12 | 3 | Fix frame to slab and adjacent wall
5 | 5.10 | MDF bulkhead joinery grade router detail | lin.m | 480 | CLG-BULK-02 | EP-CLG-BULK | OP-04 | MATERIAL | MDF 18mm (as designed profile) | 2.5 | m²/lin.m | 150 | 157 | 23550 | 1178 | 321336.67 | 669.4514 | 8 | 2 | Design detail drawing required; pri
5 | 5.10 | MDF bulkhead joinery grade router detail | lin.m | 480 | CLG-BULK-02 | EP-CLG-BULK | OP-04 | MATERIAL | Timber battens (fixing frame 47×47) | 2 | lin.m/lin.m | 120 | 157 | 18840 | 942 | 321336.67 | 669.4514 | 8 | 2 | Design detail drawing required; pri
5 | 5.10 | MDF bulkhead joinery grade router detail | lin.m | 480 | CLG-BULK-02 | EP-CLG-BULK | OP-04 | MANPOWER | Joiner ×2 | 2 | workers/lin.m | 120 | 1034 | 124080 | 14890 | 321336.67 | 669.4514 | 8 | 2 | Design detail drawing required; pri
5 | 5.10 | MDF bulkhead joinery grade router detail | lin.m | 480 | CLG-BULK-02 | EP-CLG-BULK | OP-04 | EQUIPMENT | Router + circular saw + drill | 1 | unit/shift | 60 | 850 | 51000 | 4080 | 321336.67 | 669.4514 | 8 | 2 | Design detail drawing required; pri
5 | 5.10 | MDF bulkhead joinery grade router detail | lin.m | 480 | CLG-BULK-02 | EP-CLG-BULK | OP-04 | SUBCONTRACT | Joinery sub | 1 | per lin.m | 60 | 234 | 14040 | 421 | 321336.67 | 669.4514 | 8 | 2 | Design detail drawing required; pri
5 | 5.11 | GRC precast ornamental cornice 100-200mm projection | lin.m | 380 | CLG-BULK-03 | EP-CLG-BULK | OP-04 | MATERIAL | GRC cornice section (as designed) | 1.05 | lin.m/lin.m | 39.9 | 124 | 4947.6 | 247 | 174966.122 | 460.4372 | 10 | 2 | Plumb to wall and level soffit; mit
5 | 5.11 | GRC precast ornamental cornice 100-200mm projection | lin.m | 380 | CLG-BULK-03 | EP-CLG-BULK | OP-04 | MATERIAL | Adhesive (gypsum dab) | 0.5 | kg/lin.m | 19 | 124 | 2356 | 118 | 174966.122 | 460.4372 | 10 | 2 | Plumb to wall and level soffit; mit
5 | 5.11 | GRC precast ornamental cornice 100-200mm projection | lin.m | 380 | CLG-BULK-03 | EP-CLG-BULK | OP-04 | MANPOWER | GRC fixer ×2 | 2 | workers/lin.m | 76 | 1034 | 78584 | 9430 | 174966.122 | 460.4372 | 10 | 2 | Plumb to wall and level soffit; mit
5 | 5.11 | GRC precast ornamental cornice 100-200mm projection | lin.m | 380 | CLG-BULK-03 | EP-CLG-BULK | OP-04 | EQUIPMENT | Mitre saw + drill | 1 | unit/shift | 38 | 850 | 32300 | 2584 | 174966.122 | 460.4372 | 10 | 2 | Plumb to wall and level soffit; mit
5 | 5.11 | GRC precast ornamental cornice 100-200mm projection | lin.m | 380 | CLG-BULK-03 | EP-CLG-BULK | OP-04 | SUBCONTRACT | GRC sub | 1 | per lin.m | 38 | 184 | 6992 | 210 | 174966.122 | 460.4372 | 10 | 2 | Plumb to wall and level soffit; mit
5 | 5.12 | Ceiling access panel 600×600mm plasterboard flush | No. | 85 | CLG-BULK-04 | EP-CLG-BULK | OP-04 | MATERIAL | Flush access panel unit (600×600mm, spri | 1 | No./No. | 17 | 267 | 4539 | 227 | 56927.75 | 669.7382 | 5 | 1 | Position above MEP valves and dampe
5 | 5.12 | Ceiling access panel 600×600mm plasterboard flush | No. | 85 | CLG-BULK-04 | EP-CLG-BULK | OP-04 | MATERIAL | Frame fixing screws + plasterboard infil | 1 | — | 17 | 267 | 4539 | 227 | 56927.75 | 669.7382 | 5 | 1 | Position above MEP valves and dampe
5 | 5.12 | Ceiling access panel 600×600mm plasterboard flush | No. | 85 | CLG-BULK-04 | EP-CLG-BULK | OP-04 | MANPOWER | Dryliner ×1 | 1 | workers/No. | 17 | 1034 | 17578 | 2109 | 56927.75 | 669.7382 | 5 | 1 | Position above MEP valves and dampe
5 | 5.12 | Ceiling access panel 600×600mm plasterboard flush | No. | 85 | CLG-BULK-04 | EP-CLG-BULK | OP-04 | EQUIPMENT | Drill + screwdriver | 1 | unit/shift | 17 | 850 | 14450 | 1156 | 56927.75 | 669.7382 | 5 | 1 | Position above MEP valves and dampe
SECTION 6 — INSULATION & ACOUSTIC — Wall, Ceiling, Floor, Acoustic, Tiling Systems
6 | 6.01 | PIR board 75mm rigid internal wall insulation | m² | 6500 | INS-WALL-01 | EP-INS-WALL | OP-01 | MATERIAL | PIR board 75mm (0.022 W/mK) | 1.05 | m²/m² | 341.25 | 48 | 16380 | 819 | 1460755.27 | 224.7316 | 20 | 2 | Stagger joints; tape all joints; VC
6 | 6.01 | PIR board 75mm rigid internal wall insulation | m² | 6500 | INS-WALL-01 | EP-INS-WALL | OP-01 | MATERIAL | Adhesive dabs or mechanical fixings | 5 | No./m² | 1625 | 48 | 78000 | 3900 | 1460755.27 | 224.7316 | 20 | 2 | Stagger joints; tape all joints; VC
6 | 6.01 | PIR board 75mm rigid internal wall insulation | m² | 6500 | INS-WALL-01 | EP-INS-WALL | OP-01 | MANPOWER | Insulation fixer ×2 | 2 | workers/m² | 650 | 1034 | 672100 | 80652 | 1460755.27 | 224.7316 | 20 | 2 | Stagger joints; tape all joints; VC
6 | 6.01 | PIR board 75mm rigid internal wall insulation | m² | 6500 | INS-WALL-01 | EP-INS-WALL | OP-01 | EQUIPMENT | Knife + straight edge | 1 | unit/shift | 325 | 850 | 276250 | 22100 | 1460755.27 | 224.7316 | 20 | 2 | Stagger joints; tape all joints; VC
6 | 6.02 | Mineral wool batt 100mm in stud wall cavity | m² | 3200 | INS-WALL-02 | EP-INS-WALL | OP-01 | MATERIAL | Mineral wool batt 100mm (34 kg/m³) | 1.05 | m²/m² | 134.4 | 34 | 4569.6 | 228 | 531837.392 | 166.1992 | 25 | 2 | Friction fit between studs at 400 o
6 | 6.02 | Mineral wool batt 100mm in stud wall cavity | m² | 3200 | INS-WALL-02 | EP-INS-WALL | OP-01 | MANPOWER | Insulation fixer ×2 | 2 | workers/m² | 256 | 1034 | 264704 | 31764 | 531837.392 | 166.1992 | 25 | 2 | Friction fit between studs at 400 o
6 | 6.02 | Mineral wool batt 100mm in stud wall cavity | m² | 3200 | INS-WALL-02 | EP-INS-WALL | OP-01 | EQUIPMENT | Knife | 1 | unit/shift | 128 | 850 | 108800 | 8704 | 531837.392 | 166.1992 | 25 | 2 | Friction fit between studs at 400 o
6 | 6.03 | Spray polyurethane foam insulation 100mm | m² | 1200 | INS-WALL-03 | EP-INS-WALL | OP-01 | MATERIAL | 2-part polyurethane spray foam (yield 10 | 4 | kg/m² | 266.6667 | 80 | 21333.3333 | 1067 | 312651.14 | 260.5426 | 18 | 2 | Substrate temp >10°C; cut flush aft
6 | 6.03 | Spray polyurethane foam insulation 100mm | m² | 1200 | INS-WALL-03 | EP-INS-WALL | OP-01 | MANPOWER | Spray foam op ×2 | 2 | workers/m² | 133.3333 | 1034 | 137866.6667 | 16544 | 312651.14 | 260.5426 | 18 | 2 | Substrate temp >10°C; cut flush aft
6 | 6.03 | Spray polyurethane foam insulation 100mm | m² | 1200 | INS-WALL-03 | EP-INS-WALL | OP-01 | EQUIPMENT | Spray foam rig (heated) | 1 | unit/shift | 66.6667 | 850 | 56666.6667 | 4533 | 312651.14 | 260.5426 | 18 | 2 | Substrate temp >10°C; cut flush aft
6 | 6.03 | Spray polyurethane foam insulation 100mm | m² | 1200 | INS-WALL-03 | EP-INS-WALL | OP-01 | SUBCONTRACT | Spray foam sub | 1 | per m² | 66.6667 | 119 | 7933.3333 | 238 | 312651.14 | 260.5426 | 18 | 2 | Substrate temp >10°C; cut flush aft
6 | 6.04 | Blown mineral wool ceiling void 150mm | m² | 5200 | INS-CEIL-01 | EP-INS-CEIL | OP-02 | MATERIAL | Blown mineral wool (loose fill) | 5 | kg/m² | 742.8571 | 26 | 19314.2857 | 966 | 648725.9786 | 124.755 | 35 | 2 | 150mm depth min; depth marker pins;
6 | 6.04 | Blown mineral wool ceiling void 150mm | m² | 5200 | INS-CEIL-01 | EP-INS-CEIL | OP-02 | MATERIAL | Vapour control layer (polyethylene sheet | 1 | — | 148.5714 | 26 | 3862.8571 | 193 | 648725.9786 | 124.755 | 35 | 2 | 150mm depth min; depth marker pins;
6 | 6.04 | Blown mineral wool ceiling void 150mm | m² | 5200 | INS-CEIL-01 | EP-INS-CEIL | OP-02 | MANPOWER | Insulation op ×2 | 2 | workers/m² | 297.1429 | 1034 | 307245.7143 | 36869 | 648725.9786 | 124.755 | 35 | 2 | 150mm depth min; depth marker pins;
6 | 6.04 | Blown mineral wool ceiling void 150mm | m² | 5200 | INS-CEIL-01 | EP-INS-CEIL | OP-02 | EQUIPMENT | Blowing machine | 1 | unit/shift | 148.5714 | 850 | 126285.7143 | 10103 | 648725.9786 | 124.755 | 35 | 2 | 150mm depth min; depth marker pins;
6 | 6.04 | Blown mineral wool ceiling void 150mm | m² | 5200 | INS-CEIL-01 | EP-INS-CEIL | OP-02 | SUBCONTRACT | Insulation sub | 1 | per m² | 148.5714 | 39 | 5794.2857 | 174 | 648725.9786 | 124.755 | 35 | 2 | 150mm depth min; depth marker pins;
6 | 6.05 | PIR board 50mm above suspended ceiling | m² | 4200 | INS-CEIL-02 | EP-INS-CEIL | OP-02 | MATERIAL | PIR board 50mm with aluminium facings | 1.05 | m²/m² | 147 | 37 | 5439 | 272 | 589193.64 | 140.2842 | 30 | 2 | Lay on exposed grid or fix to soffi
6 | 6.05 | PIR board 50mm above suspended ceiling | m² | 4200 | INS-CEIL-02 | EP-INS-CEIL | OP-02 | MATERIAL | Adhesive or lay-on-grid | 1 | — | 140 | 37 | 5180 | 259 | 589193.64 | 140.2842 | 30 | 2 | Lay on exposed grid or fix to soffi
6 | 6.05 | PIR board 50mm above suspended ceiling | m² | 4200 | INS-CEIL-02 | EP-INS-CEIL | OP-02 | MANPOWER | Insulation fixer ×2 | 2 | workers/m² | 280 | 1034 | 289520 | 34742 | 589193.64 | 140.2842 | 30 | 2 | Lay on exposed grid or fix to soffi
6 | 6.05 | PIR board 50mm above suspended ceiling | m² | 4200 | INS-CEIL-02 | EP-INS-CEIL | OP-02 | EQUIPMENT | Knife + straight edge | 1 | unit/shift | 140 | 850 | 119000 | 9520 | 589193.64 | 140.2842 | 30 | 2 | Lay on exposed grid or fix to soffi
6 | 6.06 | XPS 50mm under screed floor insulation | m² | 5200 | INS-FLOOR-01 | EP-INS-FLOOR | OP-03 | MATERIAL | XPS board 50mm (0.033 W/mK), 150kPa comp | 1.05 | m²/m² | 121.3333 | 30 | 3640 | 182 | 484570.3344 | 93.1866 | 45 | 2 | Stagger all joints; membrane overla
6 | 6.06 | XPS 50mm under screed floor insulation | m² | 5200 | INS-FLOOR-01 | EP-INS-FLOOR | OP-03 | MATERIAL | Polyethylene slip membrane 125 micron | 1.1 | m²/m² | 127.1111 | 30 | 3813.3333 | 191 | 484570.3344 | 93.1866 | 45 | 2 | Stagger all joints; membrane overla
6 | 6.06 | XPS 50mm under screed floor insulation | m² | 5200 | INS-FLOOR-01 | EP-INS-FLOOR | OP-03 | MANPOWER | Insulation fixer ×2 | 2 | workers/m² | 231.1111 | 1034 | 238968.8889 | 28676 | 484570.3344 | 93.1866 | 45 | 2 | Stagger all joints; membrane overla
6 | 6.06 | XPS 50mm under screed floor insulation | m² | 5200 | INS-FLOOR-01 | EP-INS-FLOOR | OP-03 | EQUIPMENT | Knife + straight edge | 1 | unit/shift | 115.5556 | 850 | 98222.2222 | 7858 | 484570.3344 | 93.1866 | 45 | 2 | Stagger all joints; membrane overla
6 | 6.07 | Acoustic resilient bar system to stud wall | m² | 1800 | INS-ACST-01 | EP-INS-ACST | OP-04 | MATERIAL | Resilient bars at 400mm c/c | 2.5 | m/m² | 250 | 98 | 24500 | 1225 | 623305.84 | 346.281 | 18 | 3 | Discontinuous construction; no dire
6 | 6.07 | Acoustic resilient bar system to stud wall | m² | 1800 | INS-ACST-01 | EP-INS-ACST | OP-04 | MATERIAL | Mineral wool acoustic batt 100mm | 1.05 | m²/m² | 105 | 98 | 10290 | 515 | 623305.84 | 346.281 | 18 | 3 | Discontinuous construction; no dire
6 | 6.07 | Acoustic resilient bar system to stud wall | m² | 1800 | INS-ACST-01 | EP-INS-ACST | OP-04 | MANPOWER | Acoustic fixer ×2, Dryliner ×1 | 3 | workers/m² | 300 | 1034 | 310200 | 37224 | 623305.84 | 346.281 | 18 | 3 | Discontinuous construction; no dire
6 | 6.07 | Acoustic resilient bar system to stud wall | m² | 1800 | INS-ACST-01 | EP-INS-ACST | OP-04 | EQUIPMENT | Screw gun + drill | 1 | unit/shift | 100 | 850 | 85000 | 6800 | 623305.84 | 346.281 | 18 | 3 | Discontinuous construction; no dire
6 | 6.07 | Acoustic resilient bar system to stud wall | m² | 1800 | INS-ACST-01 | EP-INS-ACST | OP-04 | SUBCONTRACT | Acoustic sub | 1 | per m² | 100 | 146 | 14600 | 438 | 623305.84 | 346.281 | 18 | 3 | Discontinuous construction; no dire
6 | 6.08 | Full bathroom tiling system: WP membrane + wall tiles | m² | 2400 | INS-TILE-01 | EP-INS-TILE | OP-04 | MATERIAL | Polyurethane WP membrane (2 coats) | 1.5 | kg/m² | 450 | 135 | 60750 | 3038 | 2254009.97 | 939.1708 | 8 | 4 | WP membrane first; tile after 24h c
6 | 6.08 | Full bathroom tiling system: WP membrane + wall tiles | m² | 2400 | INS-TILE-01 | EP-INS-TILE | OP-04 | MATERIAL | Ceramic wall tile 200×300mm | 1.08 | m²/m² | 324 | 135 | 43740 | 2187 | 2254009.97 | 939.1708 | 8 | 4 | WP membrane first; tile after 24h c
6 | 6.08 | Full bathroom tiling system: WP membrane + wall tiles | m² | 2400 | INS-TILE-01 | EP-INS-TILE | OP-04 | MANPOWER | Waterproofer ×1, Tiler ×2, Labourer ×1 | 4 | workers/m² | 1200 | 1034 | 1240800 | 148896 | 2254009.97 | 939.1708 | 8 | 4 | WP membrane first; tile after 24h c
6 | 6.08 | Full bathroom tiling system: WP membrane + wall tiles | m² | 2400 | INS-TILE-01 | EP-INS-TILE | OP-04 | EQUIPMENT | Tile cutter | 1 | unit/shift | 300 | 850 | 255000 | 20400 | 2254009.97 | 939.1708 | 8 | 4 | WP membrane first; tile after 24h c
6 | 6.09 | Full bathroom tiling system: screed + WP + floor tiles | m² | 1800 | INS-TILE-02 | EP-INS-TILE | OP-04 | MATERIAL | Sand-cement screed 40mm (bonded) | 0.045 | m³/m² | 11.5714 | 162 | 1874.5714 | 94 | 3411183.7143 | 1895.1021 | 7 | 8 | Fall 1:80 to drain; WP upturn 300mm
6 | 6.09 | Full bathroom tiling system: screed + WP + floor tiles | m² | 1800 | INS-TILE-02 | EP-INS-TILE | OP-04 | MATERIAL | PU waterproof membrane 2 coats | 1.5 | kg/m² | 385.7143 | 162 | 62485.7143 | 3124 | 3411183.7143 | 1895.1021 | 7 | 8 | Fall 1:80 to drain; WP upturn 300mm
6 | 6.09 | Full bathroom tiling system: screed + WP + floor tiles | m² | 1800 | INS-TILE-02 | EP-INS-TILE | OP-04 | MANPOWER | Screed layer ×2, Waterproofer ×1, Tiler ×2, Labour | 8 | workers/m² | 2057.1429 | 1034 | 2127085.7143 | 255250 | 3411183.7143 | 1895.1021 | 7 | 8 | Fall 1:80 to drain; WP upturn 300mm
6 | 6.09 | Full bathroom tiling system: screed + WP + floor tiles | m² | 1800 | INS-TILE-02 | EP-INS-TILE | OP-04 | EQUIPMENT | Mixer | 1 | unit/shift | 257.1429 | 850 | 218571.4286 | 17486 | 3411183.7143 | 1895.1021 | 7 | 8 | Fall 1:80 to drain; WP upturn 300mm
SECTION 7 — MECHANICAL WORKS — HVAC, Ductwork, Pipework, Fire Suppression
7 | 7.01 | Fan coil unit 4-pipe ceiling concealed supply/install | No. | 145 | MEC-HVAC-01 | EP-MEC-HVAC | OP-01 | MATERIAL | FCU unit (as specified) | 1 | No./No. | 36.25 | 2118 | 76777.5 | 3839 | 892543.05 | 6155.4693 | 4 | 2.5 | Drain pan connection: check fall; a
7 | 7.01 | Fan coil unit 4-pipe ceiling concealed supply/install | No. | 145 | MEC-HVAC-01 | EP-MEC-HVAC | OP-01 | MATERIAL | Hanging brackets | 4 | No./FCU | 145 | 2118 | 307110 | 15356 | 892543.05 | 6155.4693 | 4 | 2.5 | Drain pan connection: check fall; a
7 | 7.01 | Fan coil unit 4-pipe ceiling concealed supply/install | No. | 145 | MEC-HVAC-01 | EP-MEC-HVAC | OP-01 | MANPOWER | Fixer ×2, Hoist op ×0.5 | 2.5 | workers/No. | 90.625 | 1034 | 93706.25 | 11245 | 892543.05 | 6155.4693 | 4 | 2.5 | Drain pan connection: check fall; a
7 | 7.01 | Fan coil unit 4-pipe ceiling concealed supply/install | No. | 145 | MEC-HVAC-01 | EP-MEC-HVAC | OP-01 | EQUIPMENT | Scissor lift | 1 | unit/shift | 36.25 | 900 | 32625 | 2610 | 892543.05 | 6155.4693 | 4 | 2.5 | Drain pan connection: check fall; a
7 | 7.01 | Fan coil unit 4-pipe ceiling concealed supply/install | No. | 145 | MEC-HVAC-01 | EP-MEC-HVAC | OP-01 | SUBCONTRACT | HVAC sub | 1 | per No. | 36.25 | 3157 | 114441.25 | 3433 | 892543.05 | 6155.4693 | 4 | 2.5 | Drain pan connection: check fall; a
7 | 7.02 | Rectangular GI ductwork 0-0.5m² section | m | 2800 | MEC-DUCT-01 | EP-MEC-DUCT | OP-01 | MATERIAL | Pre-fab GI duct (workshop fab) | 1.05 | m/m | 245 | 201 | 49245 | 2462 | 1596908.25 | 570.3244 | 12 | 3 | Pre-fabricated off-site; site assem
7 | 7.02 | Rectangular GI ductwork 0-0.5m² section | m | 2800 | MEC-DUCT-01 | EP-MEC-DUCT | OP-01 | MATERIAL | Hangers and support brackets | 0.7 | No./m | 163.3333 | 201 | 32830 | 1642 | 1596908.25 | 570.3244 | 12 | 3 | Pre-fabricated off-site; site assem
7 | 7.02 | Rectangular GI ductwork 0-0.5m² section | m | 2800 | MEC-DUCT-01 | EP-MEC-DUCT | OP-01 | MANPOWER | Ductwork fixer ×2, Labourer ×1 | 3 | workers/m | 700 | 1034 | 723800 | 86856 | 1596908.25 | 570.3244 | 12 | 3 | Pre-fabricated off-site; site assem
7 | 7.02 | Rectangular GI ductwork 0-0.5m² section | m | 2800 | MEC-DUCT-01 | EP-MEC-DUCT | OP-01 | EQUIPMENT | Drill + riveter | 1 | unit/shift | 233.3333 | 850 | 198333.3333 | 15867 | 1596908.25 | 570.3244 | 12 | 3 | Pre-fabricated off-site; site assem
7 | 7.02 | Rectangular GI ductwork 0-0.5m² section | m | 2800 | MEC-DUCT-01 | EP-MEC-DUCT | OP-01 | SUBCONTRACT | HVAC sub | 1 | per m | 233.3333 | 299 | 69766.6667 | 2093 | 1596908.25 | 570.3244 | 12 | 3 | Pre-fabricated off-site; site assem
7 | 7.03 | Rectangular GI ductwork 0.5-1.5m² section | m | 850 | MEC-DUCT-02 | EP-MEC-DUCT | OP-01 | MATERIAL | Pre-fab GI duct | 1.05 | m/m | 111.5625 | 289 | 32241.5625 | 1612 | 927118.8281 | 1090.728 | 8 | 4 | Large duct: 2–4 persons for lifting
7 | 7.03 | Rectangular GI ductwork 0.5-1.5m² section | m | 850 | MEC-DUCT-02 | EP-MEC-DUCT | OP-01 | MATERIAL | Hangers | 0.5 | No./m | 53.125 | 289 | 15353.125 | 768 | 927118.8281 | 1090.728 | 8 | 4 | Large duct: 2–4 persons for lifting
7 | 7.03 | Rectangular GI ductwork 0.5-1.5m² section | m | 850 | MEC-DUCT-02 | EP-MEC-DUCT | OP-01 | MANPOWER | Ductwork fixer ×3, Labourer ×1 | 4 | workers/m | 425 | 1034 | 439450 | 52734 | 927118.8281 | 1090.728 | 8 | 4 | Large duct: 2–4 persons for lifting
7 | 7.03 | Rectangular GI ductwork 0.5-1.5m² section | m | 850 | MEC-DUCT-02 | EP-MEC-DUCT | OP-01 | EQUIPMENT | Drill + hoist | 1 | unit/shift | 106.25 | 850 | 90312.5 | 7225 | 927118.8281 | 1090.728 | 8 | 4 | Large duct: 2–4 persons for lifting
7 | 7.03 | Rectangular GI ductwork 0.5-1.5m² section | m | 850 | MEC-DUCT-02 | EP-MEC-DUCT | OP-01 | SUBCONTRACT | HVAC sub | 1 | per m | 106.25 | 430 | 45687.5 | 1371 | 927118.8281 | 1090.728 | 8 | 4 | Large duct: 2–4 persons for lifting
7 | 7.04 | Duct insulation closed-cell foam 25mm wrap | m² | 4200 | MEC-DUCT-05 | EP-MEC-DUCT | OP-01 | MATERIAL | Closed-cell foam sheet 25mm | 1.08 | m²/m² | 181.44 | 76 | 13789.44 | 689 | 783071.604 | 186.4456 | 25 | 2 | No gaps; butt joints staggered; tap
7 | 7.04 | Duct insulation closed-cell foam 25mm wrap | m² | 4200 | MEC-DUCT-05 | EP-MEC-DUCT | OP-01 | MATERIAL | Vapour adhesive | 0.2 | L/m² | 33.6 | 76 | 2553.6 | 128 | 783071.604 | 186.4456 | 25 | 2 | No gaps; butt joints staggered; tap
7 | 7.04 | Duct insulation closed-cell foam 25mm wrap | m² | 4200 | MEC-DUCT-05 | EP-MEC-DUCT | OP-01 | MANPOWER | Insulator ×2 | 2 | workers/m² | 336 | 1034 | 347424 | 41691 | 783071.604 | 186.4456 | 25 | 2 | No gaps; butt joints staggered; tap
7 | 7.04 | Duct insulation closed-cell foam 25mm wrap | m² | 4200 | MEC-DUCT-05 | EP-MEC-DUCT | OP-01 | EQUIPMENT | Knife + roller | 1 | unit/shift | 168 | 850 | 142800 | 11424 | 783071.604 | 186.4456 | 25 | 2 | No gaps; butt joints staggered; tap
7 | 7.04 | Duct insulation closed-cell foam 25mm wrap | m² | 4200 | MEC-DUCT-05 | EP-MEC-DUCT | OP-01 | SUBCONTRACT | Insulation sub | 1 | per m² | 168 | 113 | 18984 | 570 | 783071.604 | 186.4456 | 25 | 2 | No gaps; butt joints staggered; tap
7 | 7.05 | Chilled water pipework black steel ERW 50mm | m | 2200 | MEC-PIPE-01 | EP-MEC-PIPE | OP-01 | MATERIAL | Steel pipe ERW 50mm | 1.02 | m/m | 280.5 | 231 | 64795.5 | 3240 | 1989077.85 | 904.1263 | 8 | 3 | Insulation and hydro-test: separate
7 | 7.05 | Chilled water pipework black steel ERW 50mm | m | 2200 | MEC-PIPE-01 | EP-MEC-PIPE | OP-01 | MATERIAL | Pipe hangers | 1.5 | No./m | 412.5 | 231 | 95287.5 | 4764 | 1989077.85 | 904.1263 | 8 | 3 | Insulation and hydro-test: separate
7 | 7.05 | Chilled water pipework black steel ERW 50mm | m | 2200 | MEC-PIPE-01 | EP-MEC-PIPE | OP-01 | MANPOWER | Pipe fitter ×2, Welder ×1 | 3 | workers/m | 825 | 1034 | 853050 | 102366 | 1989077.85 | 904.1263 | 8 | 3 | Insulation and hydro-test: separate
7 | 7.05 | Chilled water pipework black steel ERW 50mm | m | 2200 | MEC-PIPE-01 | EP-MEC-PIPE | OP-01 | EQUIPMENT | Welding set | 1 | unit/shift | 275 | 850 | 233750 | 18700 | 1989077.85 | 904.1263 | 8 | 3 | Insulation and hydro-test: separate
7 | 7.05 | Chilled water pipework black steel ERW 50mm | m | 2200 | MEC-PIPE-01 | EP-MEC-PIPE | OP-01 | SUBCONTRACT | Mechanical sub | 1 | per m | 275 | 344 | 94600 | 2838 | 1989077.85 | 904.1263 | 8 | 3 | Insulation and hydro-test: separate
7 | 7.06 | UPVC drainage pipework 110mm dia in slab | m | 1400 | MEC-PIPE-03 | EP-MEC-PIPE | OP-01 | MATERIAL | UPVC pipe 110mm | 1.02 | m/m | 119 | 102 | 12138 | 607 | 738702.45 | 527.6446 | 12 | 3 | Min 1:40 fall; 1.0m head test
7 | 7.06 | UPVC drainage pipework 110mm dia in slab | m | 1400 | MEC-PIPE-03 | EP-MEC-PIPE | OP-01 | MATERIAL | Solvent cement fittings | 0.3 | No./m | 35 | 102 | 3570 | 179 | 738702.45 | 527.6446 | 12 | 3 | Min 1:40 fall; 1.0m head test
7 | 7.06 | UPVC drainage pipework 110mm dia in slab | m | 1400 | MEC-PIPE-03 | EP-MEC-PIPE | OP-01 | MANPOWER | Plumber ×2, Labourer ×1 | 3 | workers/m | 350 | 1034 | 361900 | 43428 | 738702.45 | 527.6446 | 12 | 3 | Min 1:40 fall; 1.0m head test
7 | 7.06 | UPVC drainage pipework 110mm dia in slab | m | 1400 | MEC-PIPE-03 | EP-MEC-PIPE | OP-01 | EQUIPMENT | Pipe cutter | 1 | unit/shift | 116.6667 | 850 | 99166.6667 | 7933 | 738702.45 | 527.6446 | 12 | 3 | Min 1:40 fall; 1.0m head test
7 | 7.06 | UPVC drainage pipework 110mm dia in slab | m | 1400 | MEC-PIPE-03 | EP-MEC-PIPE | OP-01 | SUBCONTRACT | Drainage sub | 1 | per m | 116.6667 | 152 | 17733.3333 | 532 | 738702.45 | 527.6446 | 12 | 3 | Min 1:40 fall; 1.0m head test
7 | 7.07 | Copper pipe 22mm cold/hot water supply | m | 1850 | MEC-PIPE-04 | EP-MEC-PIPE | OP-01 | MATERIAL | Copper pipe 22mm | 1.02 | m/m | 125.8 | 107 | 13460.6 | 673 | 594360.36 | 321.2759 | 15 | 2 | 10 bar pressure test; colour-coded
7 | 7.07 | Copper pipe 22mm cold/hot water supply | m | 1850 | MEC-PIPE-04 | EP-MEC-PIPE | OP-01 | MATERIAL | Solder fittings | 0.5 | No./m | 61.6667 | 107 | 6598.3333 | 330 | 594360.36 | 321.2759 | 15 | 2 | 10 bar pressure test; colour-coded
7 | 7.07 | Copper pipe 22mm cold/hot water supply | m | 1850 | MEC-PIPE-04 | EP-MEC-PIPE | OP-01 | MANPOWER | Plumber ×2 | 2 | workers/m | 246.6667 | 1034 | 255053.3333 | 30606 | 594360.36 | 321.2759 | 15 | 2 | 10 bar pressure test; colour-coded
7 | 7.07 | Copper pipe 22mm cold/hot water supply | m | 1850 | MEC-PIPE-04 | EP-MEC-PIPE | OP-01 | EQUIPMENT | Blow torch + pipe bender | 1 | unit/shift | 123.3333 | 850 | 104833.3333 | 8387 | 594360.36 | 321.2759 | 15 | 2 | 10 bar pressure test; colour-coded
7 | 7.07 | Copper pipe 22mm cold/hot water supply | m | 1850 | MEC-PIPE-04 | EP-MEC-PIPE | OP-01 | SUBCONTRACT | Plumbing sub | 1 | per m | 123.3333 | 160 | 19733.3333 | 592 | 594360.36 | 321.2759 | 15 | 2 | 10 bar pressure test; colour-coded
SECTION 8 — FIREFIGHTING SYSTEMS — Sprinkler, Hose Reels, Gas Suppression
8 | 8.01 | Wet sprinkler pipe black steel SCH10 25mm | m | 4200 | FFE-SPPK-01 | EP-FFE-SPPK | OP-01 | MATERIAL | Black steel SCH10 25mm (grooved/threaded | 1.02 | m/m | 238 | 102 | 24276 | 1214 | 1429183.6 | 340.2818 | 18 | 3 | NFPA 13 or BS EN 12845; hydraulic c
8 | 8.01 | Wet sprinkler pipe black steel SCH10 25mm | m | 4200 | FFE-SPPK-01 | EP-FFE-SPPK | OP-01 | MATERIAL | Grooved couplings or threaded fittings | 0.5 | No./m | 116.6667 | 102 | 11900 | 595 | 1429183.6 | 340.2818 | 18 | 3 | NFPA 13 or BS EN 12845; hydraulic c
8 | 8.01 | Wet sprinkler pipe black steel SCH10 25mm | m | 4200 | FFE-SPPK-01 | EP-FFE-SPPK | OP-01 | MANPOWER | Fitter ×2, Helper ×1 | 3 | workers/m | 700 | 1034 | 723800 | 86856 | 1429183.6 | 340.2818 | 18 | 3 | NFPA 13 or BS EN 12845; hydraulic c
8 | 8.01 | Wet sprinkler pipe black steel SCH10 25mm | m | 4200 | FFE-SPPK-01 | EP-FFE-SPPK | OP-01 | EQUIPMENT | Pipe groover/threader | 1 | unit/shift | 233.3333 | 850 | 198333.3333 | 15867 | 1429183.6 | 340.2818 | 18 | 3 | NFPA 13 or BS EN 12845; hydraulic c
8 | 8.01 | Wet sprinkler pipe black steel SCH10 25mm | m | 4200 | FFE-SPPK-01 | EP-FFE-SPPK | OP-01 | SUBCONTRACT | Fire protection sub (FM/NFPA) | 1 | per m | 233.3333 | 152 | 35466.6667 | 1064 | 1429183.6 | 340.2818 | 18 | 3 | NFPA 13 or BS EN 12845; hydraulic c
8 | 8.02 | Wet sprinkler pipe black steel SCH10 50mm main | m | 850 | FFE-SPPK-02 | EP-FFE-SPPK | OP-01 | MATERIAL | Black steel SCH10 50mm | 1.02 | m/m | 86.7 | 146 | 12658.2 | 633 | 660367.76 | 776.9032 | 10 | 4 | Hydro test 200 psi (13.8 bar) for 2
8 | 8.02 | Wet sprinkler pipe black steel SCH10 50mm main | m | 850 | FFE-SPPK-02 | EP-FFE-SPPK | OP-01 | MATERIAL | Grooved couplings or flanged joints | 0.3 | No./m | 25.5 | 146 | 3723 | 186 | 660367.76 | 776.9032 | 10 | 4 | Hydro test 200 psi (13.8 bar) for 2
8 | 8.02 | Wet sprinkler pipe black steel SCH10 50mm main | m | 850 | FFE-SPPK-02 | EP-FFE-SPPK | OP-01 | MANPOWER | Fitter ×2, Welder ×1, Helper ×1 | 4 | workers/m | 340 | 1034 | 351560 | 42187 | 660367.76 | 776.9032 | 10 | 4 | Hydro test 200 psi (13.8 bar) for 2
8 | 8.02 | Wet sprinkler pipe black steel SCH10 50mm main | m | 850 | FFE-SPPK-02 | EP-FFE-SPPK | OP-01 | EQUIPMENT | Pipe groover | 1 | unit/shift | 85 | 850 | 72250 | 5780 | 660367.76 | 776.9032 | 10 | 4 | Hydro test 200 psi (13.8 bar) for 2
8 | 8.02 | Wet sprinkler pipe black steel SCH10 50mm main | m | 850 | FFE-SPPK-02 | EP-FFE-SPPK | OP-01 | SUBCONTRACT | Fire protection sub | 1 | per m | 85 | 217 | 18445 | 553 | 660367.76 | 776.9032 | 10 | 4 | Hydro test 200 psi (13.8 bar) for 2
8 | 8.03 | Concealed pendant sprinkler head supply and fix | No. | 580 | FFE-SPPK-03 | EP-FFE-SPPK | OP-01 | MATERIAL | Concealed pendant sprinkler head (listed | 1 | No./No. | 29 | 85 | 2465 | 123 | 89927.5 | 155.0474 | 20 | 1 | K-factor per hydraulic calc; spacin
8 | 8.03 | Concealed pendant sprinkler head supply and fix | No. | 580 | FFE-SPPK-03 | EP-FFE-SPPK | OP-01 | MATERIAL | Cover plate (flush) | 1 | No./head | 29 | 85 | 2465 | 123 | 89927.5 | 155.0474 | 20 | 1 | K-factor per hydraulic calc; spacin
8 | 8.03 | Concealed pendant sprinkler head supply and fix | No. | 580 | FFE-SPPK-03 | EP-FFE-SPPK | OP-01 | MANPOWER | Fitter ×1 | 1 | workers/No. | 29 | 1034 | 29986 | 3598 | 89927.5 | 155.0474 | 20 | 1 | K-factor per hydraulic calc; spacin
8 | 8.03 | Concealed pendant sprinkler head supply and fix | No. | 580 | FFE-SPPK-03 | EP-FFE-SPPK | OP-01 | EQUIPMENT | Spanner + ladder | 1 | unit/shift | 29 | 850 | 24650 | 1972 | 89927.5 | 155.0474 | 20 | 1 | K-factor per hydraulic calc; spacin
8 | 8.03 | Concealed pendant sprinkler head supply and fix | No. | 580 | FFE-SPPK-03 | EP-FFE-SPPK | OP-01 | SUBCONTRACT | Fire protection sub | 1 | per No. | 29 | 127 | 3683 | 110 | 89927.5 | 155.0474 | 20 | 1 | K-factor per hydraulic calc; spacin
8 | 8.04 | Sprinkler pump set diesel+electric duty/standby | No. | 1 | FFE-SPPK-04 | EP-FFE-SPPK | OP-01 | MATERIAL | Pump set unit (factory assembled) | 1 | No./No. | 3.3333 | 23100 | 77000 | 3850 | 403033.8 | 403033.8 | 0.3 | 7 | UL listed; witness test by fire aut
8 | 8.04 | Sprinkler pump set diesel+electric duty/standby | No. | 1 | FFE-SPPK-04 | EP-FFE-SPPK | OP-01 | MATERIAL | Connecting pipework and flanges | 1 | — | 3.3333 | 23100 | 77000 | 3850 | 403033.8 | 403033.8 | 0.3 | 7 | UL listed; witness test by fire aut
8 | 8.04 | Sprinkler pump set diesel+electric duty/standby | No. | 1 | FFE-SPPK-04 | EP-FFE-SPPK | OP-01 | MANPOWER | Fitter ×4, Electrician ×2, Supervisor ×1 | 7 | workers/No. | 23.3333 | 1034 | 24126.6667 | 2895 | 403033.8 | 403033.8 | 0.3 | 7 | UL listed; witness test by fire aut
8 | 8.04 | Sprinkler pump set diesel+electric duty/standby | No. | 1 | FFE-SPPK-04 | EP-FFE-SPPK | OP-01 | EQUIPMENT | Forklift | 1 | unit/shift | 3.3333 | 850 | 2833.3333 | 227 | 403033.8 | 403033.8 | 0.3 | 7 | UL listed; witness test by fire aut
8 | 8.04 | Sprinkler pump set diesel+electric duty/standby | No. | 1 | FFE-SPPK-04 | EP-FFE-SPPK | OP-01 | SUBCONTRACT | Fire protection sub | 1 | per No. | 3.3333 | 34440 | 114800 | 3444 | 403033.8 | 403033.8 | 0.3 | 7 | UL listed; witness test by fire aut
8 | 8.05 | Hose reel cabinet 30m supply and install | No. | 32 | FFE-HREEL-01 | EP-FFE-HREEL | OP-02 | MATERIAL | Hose reel cabinet with 30m hose | 1 | No./No. | 10.6667 | 1458 | 15552 | 778 | 175548.1 | 5485.8781 | 3 | 3 | Per cabinet
8 | 8.05 | Hose reel cabinet 30m supply and install | No. | 32 | FFE-HREEL-01 | EP-FFE-HREEL | OP-02 | MATERIAL | 25mm supply pipe (pre-connected) | 5 | m/cabinet | 53.3333 | 1458 | 77760 | 3888 | 175548.1 | 5485.8781 | 3 | 3 | Per cabinet
8 | 8.05 | Hose reel cabinet 30m supply and install | No. | 32 | FFE-HREEL-01 | EP-FFE-HREEL | OP-02 | MANPOWER | Fitter ×2, Labourer ×1 | 3 | workers/No. | 32 | 1034 | 33088 | 3971 | 175548.1 | 5485.8781 | 3 | 3 | Per cabinet
8 | 8.06 | Landing valve wet riser 65mm outlet | No. | 18 | FFE-HREEL-02 | EP-FFE-HREEL | OP-02 | MATERIAL | Oblique pattern landing valve 65mm (BS 5 | 1 | No./No. | 9 | 1018 | 9162 | 458 | 81133 | 4507.3889 | 2 | 2 | Pressure tested; padlocked; inspect
8 | 8.06 | Landing valve wet riser 65mm outlet | No. | 18 | FFE-HREEL-02 | EP-FFE-HREEL | OP-02 | MATERIAL | Box and access door | 1 | — | 9 | 1018 | 9162 | 458 | 81133 | 4507.3889 | 2 | 2 | Pressure tested; padlocked; inspect
8 | 8.06 | Landing valve wet riser 65mm outlet | No. | 18 | FFE-HREEL-02 | EP-FFE-HREEL | OP-02 | MANPOWER | Fitter ×2 | 2 | workers/No. | 18 | 1034 | 18612 | 2233 | 81133 | 4507.3889 | 2 | 2 | Pressure tested; padlocked; inspect
8 | 8.06 | Landing valve wet riser 65mm outlet | No. | 18 | FFE-HREEL-02 | EP-FFE-HREEL | OP-02 | EQUIPMENT | Drill + spanner | 1 | unit/shift | 9 | 850 | 7650 | 612 | 81133 | 4507.3889 | 2 | 2 | Pressure tested; padlocked; inspect
8 | 8.06 | Landing valve wet riser 65mm outlet | No. | 18 | FFE-HREEL-02 | EP-FFE-HREEL | OP-02 | SUBCONTRACT | Fire sub | 1 | per No. | 9 | 1517 | 13653 | 410 | 81133 | 4507.3889 | 2 | 2 | Pressure tested; padlocked; inspect
8 | 8.07 | CO2 clean agent total flooding system per zone | zone | 3 | FFE-FOAM-01 | EP-FFE-FOAM | OP-03 | MATERIAL | Agent storage cylinders + manifold | 1 | No. set/zone | 15 | 26400 | 396000 | 19800 | 2002439.4 | 667479.8 | 0.2 | 5 | NFPA 2001 / BS EN 15004; discharge
8 | 8.07 | CO2 clean agent total flooding system per zone | zone | 3 | FFE-FOAM-01 | EP-FFE-FOAM | OP-03 | MATERIAL | Nozzles + distribution pipework | 1 | — | 15 | 26400 | 396000 | 19800 | 2002439.4 | 667479.8 | 0.2 | 5 | NFPA 2001 / BS EN 15004; discharge
8 | 8.07 | CO2 clean agent total flooding system per zone | zone | 3 | FFE-FOAM-01 | EP-FFE-FOAM | OP-03 | MANPOWER | Specialist tech ×4, Supervisor ×1 | 5 | workers/zone | 75 | 1034 | 77550 | 9306 | 2002439.4 | 667479.8 | 0.2 | 5 | NFPA 2001 / BS EN 15004; discharge
8 | 8.07 | CO2 clean agent total flooding system per zone | zone | 3 | FFE-FOAM-01 | EP-FFE-FOAM | OP-03 | EQUIPMENT | Lifting equipment | 1 | unit/shift | 15 | 850 | 12750 | 1020 | 2002439.4 | 667479.8 | 0.2 | 5 | NFPA 2001 / BS EN 15004; discharge
8 | 8.07 | CO2 clean agent total flooding system per zone | zone | 3 | FFE-FOAM-01 | EP-FFE-FOAM | OP-03 | SUBCONTRACT | Gas suppression sub | 1 | per zone | 15 | 39360 | 590400 | 17712 | 2002439.4 | 667479.8 | 0.2 | 5 | NFPA 2001 / BS EN 15004; discharge
SECTION 9 — FIRE ALARM SYSTEMS — Detectors, MCP, Panels, Cabling, Commissioning
9 | 9.01 | Optical smoke detector EN 54-7 supply and fix | No. | 580 | FAL-DET-01 | EP-FAL-DET | OP-01 | MATERIAL | Optical smoke detector (EN 54-7 listed) | 1 | No./No. | 48.3333 | 92 | 4446.6667 | 222 | 151516.7333 | 261.2357 | 12 | 1 | Spacing per BS 5839-1 / NFPA 72; ma
9 | 9.01 | Optical smoke detector EN 54-7 supply and fix | No. | 580 | FAL-DET-01 | EP-FAL-DET | OP-01 | MATERIAL | Detector base | 1 | No./detector | 48.3333 | 92 | 4446.6667 | 222 | 151516.7333 | 261.2357 | 12 | 1 | Spacing per BS 5839-1 / NFPA 72; ma
9 | 9.01 | Optical smoke detector EN 54-7 supply and fix | No. | 580 | FAL-DET-01 | EP-FAL-DET | OP-01 | MANPOWER | Fire alarm tech ×1 | 1 | workers/No. | 48.3333 | 1034 | 49976.6667 | 5997 | 151516.7333 | 261.2357 | 12 | 1 | Spacing per BS 5839-1 / NFPA 72; ma
9 | 9.01 | Optical smoke detector EN 54-7 supply and fix | No. | 580 | FAL-DET-01 | EP-FAL-DET | OP-01 | EQUIPMENT | Drill + screwdriver | 1 | unit/shift | 48.3333 | 850 | 41083.3333 | 3287 | 151516.7333 | 261.2357 | 12 | 1 | Spacing per BS 5839-1 / NFPA 72; ma
9 | 9.01 | Optical smoke detector EN 54-7 supply and fix | No. | 580 | FAL-DET-01 | EP-FAL-DET | OP-01 | SUBCONTRACT | Fire alarm sub | 1 | per No. | 48.3333 | 138 | 6670 | 200 | 151516.7333 | 261.2357 | 12 | 1 | Spacing per BS 5839-1 / NFPA 72; ma
9 | 9.02 | Rate-of-rise heat detector EN 54-5 | No. | 120 | FAL-DET-02 | EP-FAL-DET | OP-01 | MATERIAL | Rate-of-rise heat detector (EN 54-5) | 1 | No./No. | 10 | 92 | 920 | 46 | 31348.2 | 261.235 | 12 | 1 | Kitchens, plant rooms, where smoke
9 | 9.02 | Rate-of-rise heat detector EN 54-5 | No. | 120 | FAL-DET-02 | EP-FAL-DET | OP-01 | MATERIAL | Detector base | 1 | No./detector | 10 | 92 | 920 | 46 | 31348.2 | 261.235 | 12 | 1 | Kitchens, plant rooms, where smoke
9 | 9.02 | Rate-of-rise heat detector EN 54-5 | No. | 120 | FAL-DET-02 | EP-FAL-DET | OP-01 | MANPOWER | Fire alarm tech ×1 | 1 | workers/No. | 10 | 1034 | 10340 | 1241 | 31348.2 | 261.235 | 12 | 1 | Kitchens, plant rooms, where smoke
9 | 9.02 | Rate-of-rise heat detector EN 54-5 | No. | 120 | FAL-DET-02 | EP-FAL-DET | OP-01 | EQUIPMENT | Drill + screwdriver | 1 | unit/shift | 10 | 850 | 8500 | 680 | 31348.2 | 261.235 | 12 | 1 | Kitchens, plant rooms, where smoke
9 | 9.02 | Rate-of-rise heat detector EN 54-5 | No. | 120 | FAL-DET-02 | EP-FAL-DET | OP-01 | SUBCONTRACT | Fire alarm sub | 1 | per No. | 10 | 138 | 1380 | 41 | 31348.2 | 261.235 | 12 | 1 | Kitchens, plant rooms, where smoke
9 | 9.03 | Manual call point break-glass EN 54-11 | No. | 65 | FAL-DET-03 | EP-FAL-DET | OP-01 | MATERIAL | Manual call point (EN 54-11) | 1 | No./No. | 8.125 | 135 | 1096.875 | 55 | 27110.6875 | 417.0875 | 8 | 1 | 1.4m AFG; within 45m travel distanc
9 | 9.03 | Manual call point break-glass EN 54-11 | No. | 65 | FAL-DET-03 | EP-FAL-DET | OP-01 | MATERIAL | Surface/flush backbox | 1 | — | 8.125 | 135 | 1096.875 | 55 | 27110.6875 | 417.0875 | 8 | 1 | 1.4m AFG; within 45m travel distanc
9 | 9.03 | Manual call point break-glass EN 54-11 | No. | 65 | FAL-DET-03 | EP-FAL-DET | OP-01 | MANPOWER | Fire alarm tech ×1 | 1 | workers/No. | 8.125 | 1034 | 8401.25 | 1008 | 27110.6875 | 417.0875 | 8 | 1 | 1.4m AFG; within 45m travel distanc
9 | 9.03 | Manual call point break-glass EN 54-11 | No. | 65 | FAL-DET-03 | EP-FAL-DET | OP-01 | EQUIPMENT | Drill + screwdriver | 1 | unit/shift | 8.125 | 850 | 6906.25 | 553 | 27110.6875 | 417.0875 | 8 | 1 | 1.4m AFG; within 45m travel distanc
9 | 9.03 | Manual call point break-glass EN 54-11 | No. | 65 | FAL-DET-03 | EP-FAL-DET | OP-01 | SUBCONTRACT | Fire alarm sub | 1 | per No. | 8.125 | 201 | 1633.125 | 49 | 27110.6875 | 417.0875 | 8 | 1 | 1.4m AFG; within 45m travel distanc
9 | 9.04 | Sounder/strobe combined EN 54-3/23 | No. | 95 | FAL-DET-04 | EP-FAL-DET | OP-01 | MATERIAL | Sounder/strobe unit (EN 54-3 / EN 54-23) | 1 | No./No. | 11.875 | 157 | 1864.375 | 93 | 40859 | 430.0947 | 8 | 1 | Audible 65dB(A) at 3m; strobe 0.5–2
9 | 9.04 | Sounder/strobe combined EN 54-3/23 | No. | 95 | FAL-DET-04 | EP-FAL-DET | OP-01 | MATERIAL | Surface backbox | 1 | — | 11.875 | 157 | 1864.375 | 93 | 40859 | 430.0947 | 8 | 1 | Audible 65dB(A) at 3m; strobe 0.5–2
9 | 9.04 | Sounder/strobe combined EN 54-3/23 | No. | 95 | FAL-DET-04 | EP-FAL-DET | OP-01 | MANPOWER | Fire alarm tech ×1 | 1 | workers/No. | 11.875 | 1034 | 12278.75 | 1473 | 40859 | 430.0947 | 8 | 1 | Audible 65dB(A) at 3m; strobe 0.5–2
9 | 9.04 | Sounder/strobe combined EN 54-3/23 | No. | 95 | FAL-DET-04 | EP-FAL-DET | OP-01 | EQUIPMENT | Drill | 1 | unit/shift | 11.875 | 850 | 10093.75 | 808 | 40859 | 430.0947 | 8 | 1 | Audible 65dB(A) at 3m; strobe 0.5–2
9 | 9.04 | Sounder/strobe combined EN 54-3/23 | No. | 95 | FAL-DET-04 | EP-FAL-DET | OP-01 | SUBCONTRACT | Fire alarm sub | 1 | per No. | 11.875 | 234 | 2778.75 | 83 | 40859 | 430.0947 | 8 | 1 | Audible 65dB(A) at 3m; strobe 0.5–2
9 | 9.05 | Addressable FACP 2-8 loop supply and install | No. | 4 | FAL-PANEL-01 | EP-FAL-PANEL | OP-02 | MATERIAL | FACP addressable panel (2–8 loop) | 1 | No./No. | 8 | 23100 | 184800 | 9240 | 937171.3 | 234292.825 | 0.5 | 4.5 | EN 54-2/4 listed; cause & effect ma
9 | 9.05 | Addressable FACP 2-8 loop supply and install | No. | 4 | FAL-PANEL-01 | EP-FAL-PANEL | OP-02 | MATERIAL | Back-up battery (72hr standby) | 1 | set/panel | 8 | 23100 | 184800 | 9240 | 937171.3 | 234292.825 | 0.5 | 4.5 | EN 54-2/4 listed; cause & effect ma
9 | 9.05 | Addressable FACP 2-8 loop supply and install | No. | 4 | FAL-PANEL-01 | EP-FAL-PANEL | OP-02 | MANPOWER | Fire alarm tech ×3, Electrician ×1, Supervisor ×0. | 4.5 | workers/No. | 36 | 1034 | 37224 | 4467 | 937171.3 | 234292.825 | 0.5 | 4.5 | EN 54-2/4 listed; cause & effect ma
9 | 9.05 | Addressable FACP 2-8 loop supply and install | No. | 4 | FAL-PANEL-01 | EP-FAL-PANEL | OP-02 | EQUIPMENT | Drill + crimping tools | 1 | unit/shift | 8 | 850 | 6800 | 544 | 937171.3 | 234292.825 | 0.5 | 4.5 | EN 54-2/4 listed; cause & effect ma
9 | 9.05 | Addressable FACP 2-8 loop supply and install | No. | 4 | FAL-PANEL-01 | EP-FAL-PANEL | OP-02 | SUBCONTRACT | Fire alarm sub | 1 | per No. | 8 | 34440 | 275520 | 8266 | 937171.3 | 234292.825 | 0.5 | 4.5 | EN 54-2/4 listed; cause & effect ma
9 | 9.06 | Fire-rated cable 1.5mm² 2C+E in conduit pull | m | 4800 | FAL-CABLE-01 | EP-FAL-CABLE | OP-03 | MATERIAL | Fire-rated cable 1.5mm² 2C+E (FP200 or e | 1.05 | m/m | 201.6 | 21 | 4233.6 | 212 | 1115831.86 | 232.465 | 25 | 3 | PH30/PH60 rated (BS 7629); separate
9 | 9.06 | Fire-rated cable 1.5mm² 2C+E in conduit pull | m | 4800 | FAL-CABLE-01 | EP-FAL-CABLE | OP-03 | MATERIAL | Rigid steel conduit 20mm (surface or con | 1.05 | m/m | 201.6 | 21 | 4233.6 | 212 | 1115831.86 | 232.465 | 25 | 3 | PH30/PH60 rated (BS 7629); separate
9 | 9.06 | Fire-rated cable 1.5mm² 2C+E in conduit pull | m | 4800 | FAL-CABLE-01 | EP-FAL-CABLE | OP-03 | MANPOWER | Fire alarm tech ×2, Labourer ×1 | 3 | workers/m | 576 | 1034 | 595584 | 71470 | 1115831.86 | 232.465 | 25 | 3 | PH30/PH60 rated (BS 7629); separate
9 | 9.06 | Fire-rated cable 1.5mm² 2C+E in conduit pull | m | 4800 | FAL-CABLE-01 | EP-FAL-CABLE | OP-03 | EQUIPMENT | Conduit bender | 1 | unit/shift | 192 | 850 | 163200 | 13056 | 1115831.86 | 232.465 | 25 | 3 | PH30/PH60 rated (BS 7629); separate
9 | 9.06 | Fire-rated cable 1.5mm² 2C+E in conduit pull | m | 4800 | FAL-CABLE-01 | EP-FAL-CABLE | OP-03 | SUBCONTRACT | Fire alarm sub | 1 | per m | 192 | 31 | 5952 | 179 | 1115831.86 | 232.465 | 25 | 3 | PH30/PH60 rated (BS 7629); separate
9 | 9.07 | Fire alarm system commissioning per floor | floor | 6 | FAL-INTG-01 | EP-FAL-INTG | OP-04 | MATERIAL | Commissioning consumables (tags, labels) | 1 | — | 12 | 4675 | 56100 | 2805 | 257089.3 | 42848.2167 | 0.5 | 3 | All devices tested; cause & effect
9 | 9.07 | Fire alarm system commissioning per floor | floor | 6 | FAL-INTG-01 | EP-FAL-INTG | OP-04 | MANPOWER | Fire alarm engineer ×2, Supervisor ×1 | 3 | workers/floor | 36 | 1034 | 37224 | 4467 | 257089.3 | 42848.2167 | 0.5 | 3 | All devices tested; cause & effect
9 | 9.07 | Fire alarm system commissioning per floor | floor | 6 | FAL-INTG-01 | EP-FAL-INTG | OP-04 | EQUIPMENT | Laptop + software dongle | 1 | unit/shift | 12 | 850 | 10200 | 816 | 257089.3 | 42848.2167 | 0.5 | 3 | All devices tested; cause & effect
9 | 9.07 | Fire alarm system commissioning per floor | floor | 6 | FAL-INTG-01 | EP-FAL-INTG | OP-04 | SUBCONTRACT | Fire alarm sub | 1 | per floor | 12 | 6970 | 83640 | 2509 | 257089.3 | 42848.2167 | 0.5 | 3 | All devices tested; cause & effect
SECTION 10 — GAS SYSTEMS — Natural Gas Pipework, PRV Station, LPG Tanks
10 | 10.01 | Black steel gas pipe ERW 25mm concealed | m | 380 | GAS-NAT-01 | EP-GAS-NAT | OP-01 | MATERIAL | Black steel pipe ERW 25mm | 1.02 | m/m | 32.3 | 102 | 3294.6 | 165 | 145844.7467 | 383.802 | 12 | 2 | Pressure test 1.5× MAWP; leak test
10 | 10.01 | Black steel gas pipe ERW 25mm concealed | m | 380 | GAS-NAT-01 | EP-GAS-NAT | OP-01 | MATERIAL | Pipe fittings (elbows, tees, couplings) | 0.4 | No./m | 12.6667 | 102 | 1292 | 65 | 145844.7467 | 383.802 | 12 | 2 | Pressure test 1.5× MAWP; leak test
10 | 10.01 | Black steel gas pipe ERW 25mm concealed | m | 380 | GAS-NAT-01 | EP-GAS-NAT | OP-01 | MANPOWER | Gas fitter ×2 | 2 | workers/m | 63.3333 | 1034 | 65486.6667 | 7858 | 145844.7467 | 383.802 | 12 | 2 | Pressure test 1.5× MAWP; leak test
10 | 10.01 | Black steel gas pipe ERW 25mm concealed | m | 380 | GAS-NAT-01 | EP-GAS-NAT | OP-01 | EQUIPMENT | Pipe threader | 1 | unit/shift | 31.6667 | 850 | 26916.6667 | 2153 | 145844.7467 | 383.802 | 12 | 2 | Pressure test 1.5× MAWP; leak test
10 | 10.01 | Black steel gas pipe ERW 25mm concealed | m | 380 | GAS-NAT-01 | EP-GAS-NAT | OP-01 | SUBCONTRACT | Gas sub (licensed) | 1 | per m | 31.6667 | 152 | 4813.3333 | 144 | 145844.7467 | 383.802 | 12 | 2 | Pressure test 1.5× MAWP; leak test
10 | 10.02 | Gas pipe 50mm dia main distribution surface | m | 120 | GAS-NAT-02 | EP-GAS-NAT | OP-01 | MATERIAL | Black steel pipe ERW 50mm | 1.02 | m/m | 15.3 | 146 | 2233.8 | 112 | 74957.74 | 624.6478 | 8 | 2 | Colour-coded yellow; labelled at 2m
10 | 10.02 | Gas pipe 50mm dia main distribution surface | m | 120 | GAS-NAT-02 | EP-GAS-NAT | OP-01 | MATERIAL | Pipe hangers and brackets | 1.5 | No./m | 22.5 | 146 | 3285 | 164 | 74957.74 | 624.6478 | 8 | 2 | Colour-coded yellow; labelled at 2m
10 | 10.02 | Gas pipe 50mm dia main distribution surface | m | 120 | GAS-NAT-02 | EP-GAS-NAT | OP-01 | MANPOWER | Gas fitter ×2 | 2 | workers/m | 30 | 1034 | 31020 | 3722 | 74957.74 | 624.6478 | 8 | 2 | Colour-coded yellow; labelled at 2m
10 | 10.02 | Gas pipe 50mm dia main distribution surface | m | 120 | GAS-NAT-02 | EP-GAS-NAT | OP-01 | EQUIPMENT | Welding set | 1 | unit/shift | 15 | 850 | 12750 | 1020 | 74957.74 | 624.6478 | 8 | 2 | Colour-coded yellow; labelled at 2m
10 | 10.02 | Gas pipe 50mm dia main distribution surface | m | 120 | GAS-NAT-02 | EP-GAS-NAT | OP-01 | SUBCONTRACT | Gas sub (licensed) | 1 | per m | 15 | 217 | 3255 | 98 | 74957.74 | 624.6478 | 8 | 2 | Colour-coded yellow; labelled at 2m
10 | 10.03 | Gas meter compartment PRV station supply/install | No. | 2 | GAS-NAT-03 | EP-GAS-NAT | OP-01 | MATERIAL | PRV station assembly (filter+regulator+s | 1 | No./No. | 4 | 15675 | 62700 | 3135 | 195258.7 | 97629.35 | 0.5 | 4 | Per station
10 | 10.03 | Gas meter compartment PRV station supply/install | No. | 2 | GAS-NAT-03 | EP-GAS-NAT | OP-01 | MATERIAL | Meter housing enclosure | 1 | — | 4 | 15675 | 62700 | 3135 | 195258.7 | 97629.35 | 0.5 | 4 | Per station
10 | 10.03 | Gas meter compartment PRV station supply/install | No. | 2 | GAS-NAT-03 | EP-GAS-NAT | OP-01 | MANPOWER | Gas engineer ×3, Labourer ×1 | 4 | workers/No. | 16 | 1034 | 16544 | 1985 | 195258.7 | 97629.35 | 0.5 | 4 | Per station
10 | 10.04 | Gas isolation valve ball valve supply/install | No. | 24 | GAS-NAT-04 | EP-GAS-NAT | OP-01 | MATERIAL | Ball valve (gas rated, 25mm) | 1 | No./No. | 2.4 | 267 | 640.8 | 32 | 10380.76 | 432.5317 | 10 | 1 | Labelled; accessible; quarter-turn
10 | 10.04 | Gas isolation valve ball valve supply/install | No. | 24 | GAS-NAT-04 | EP-GAS-NAT | OP-01 | MATERIAL | PTFE tape + union connections | 2 | No./valve | 4.8 | 267 | 1281.6 | 64 | 10380.76 | 432.5317 | 10 | 1 | Labelled; accessible; quarter-turn
10 | 10.04 | Gas isolation valve ball valve supply/install | No. | 24 | GAS-NAT-04 | EP-GAS-NAT | OP-01 | MANPOWER | Gas fitter ×1 | 1 | workers/No. | 2.4 | 1034 | 2481.6 | 298 | 10380.76 | 432.5317 | 10 | 1 | Labelled; accessible; quarter-turn
10 | 10.04 | Gas isolation valve ball valve supply/install | No. | 24 | GAS-NAT-04 | EP-GAS-NAT | OP-01 | EQUIPMENT | Spanner set | 1 | unit/shift | 2.4 | 850 | 2040 | 163 | 10380.76 | 432.5317 | 10 | 1 | Labelled; accessible; quarter-turn
10 | 10.04 | Gas isolation valve ball valve supply/install | No. | 24 | GAS-NAT-04 | EP-GAS-NAT | OP-01 | SUBCONTRACT | Gas sub | 1 | per No. | 2.4 | 398 | 955.2 | 29 | 10380.76 | 432.5317 | 10 | 1 | Labelled; accessible; quarter-turn
10 | 10.05 | LPG bulk storage tank 5000-20000L supply/install | No. | 2 | GAS-LPG-01 | EP-GAS-LPG | OP-02 | MATERIAL | LPG above-ground tank (5,000–20,000L) | 1 | No./No. | 10 | 23100 | 231000 | 11550 | 1194046.1 | 597023.05 | 0.2 | 6 | Civil Authority approval; NFPA 58 /
10 | 10.05 | LPG bulk storage tank 5000-20000L supply/install | No. | 2 | GAS-LPG-01 | EP-GAS-LPG | OP-02 | MATERIAL | Concrete pad foundation (600mm thick) | 1 | No./tank | 10 | 23100 | 231000 | 11550 | 1194046.1 | 597023.05 | 0.2 | 6 | Civil Authority approval; NFPA 58 /
10 | 10.05 | LPG bulk storage tank 5000-20000L supply/install | No. | 2 | GAS-LPG-01 | EP-GAS-LPG | OP-02 | MANPOWER | Civil eng ×2, Gas eng ×3, Crane op ×1 | 6 | workers/No. | 60 | 1034 | 62040 | 7445 | 1194046.1 | 597023.05 | 0.2 | 6 | Civil Authority approval; NFPA 58 /
10 | 10.05 | LPG bulk storage tank 5000-20000L supply/install | No. | 2 | GAS-LPG-01 | EP-GAS-LPG | OP-02 | EQUIPMENT | Mobile crane 20t | 1 | unit/shift | 10 | 850 | 8500 | 680 | 1194046.1 | 597023.05 | 0.2 | 6 | Civil Authority approval; NFPA 58 /
10 | 10.05 | LPG bulk storage tank 5000-20000L supply/install | No. | 2 | GAS-LPG-01 | EP-GAS-LPG | OP-02 | SUBCONTRACT | Gas authority sub | 1 | per No. | 10 | 34440 | 344400 | 10332 | 1194046.1 | 597023.05 | 0.2 | 6 | Civil Authority approval; NFPA 58 /
SECTION 11 — ELECTRICAL WORKS — LV Distribution, Cabling, Containment, Lighting, ELV
11 | 11.01 | LV distribution board supply and install | No. | 22 | ELE-LV-01 | EP-ELE-LV | OP-01 | MATERIAL | LV distribution board (as designed) | 1 | No./No. | 22 | 10175 | 223850 | 11193 | 1229130.45 | 55869.5659 | 1 | 3 | Earthing and labelling; commission
11 | 11.01 | LV distribution board supply and install | No. | 22 | ELE-LV-01 | EP-ELE-LV | OP-01 | MATERIAL | MCBs / MCCBs (per schedule) | 1 | — | 22 | 10175 | 223850 | 11193 | 1229130.45 | 55869.5659 | 1 | 3 | Earthing and labelling; commission
11 | 11.01 | LV distribution board supply and install | No. | 22 | ELE-LV-01 | EP-ELE-LV | OP-01 | MANPOWER | Electrician ×2, Labourer ×1 | 3 | workers/No. | 66 | 1034 | 68244 | 8189 | 1229130.45 | 55869.5659 | 1 | 3 | Earthing and labelling; commission
11 | 11.01 | LV distribution board supply and install | No. | 22 | ELE-LV-01 | EP-ELE-LV | OP-01 | EQUIPMENT | Drill + crimping tool | 1 | unit/shift | 22 | 850 | 18700 | 1496 | 1229130.45 | 55869.5659 | 1 | 3 | Earthing and labelling; commission
11 | 11.01 | LV distribution board supply and install | No. | 22 | ELE-LV-01 | EP-ELE-LV | OP-01 | SUBCONTRACT | Electrical sub | 1 | per No. | 22 | 15170 | 333740 | 10012 | 1229130.45 | 55869.5659 | 1 | 3 | Earthing and labelling; commission
11 | 11.02 | Power cable 16mm² 3-core XLPE pull and terminate | m | 6800 | ELE-LV-02 | EP-ELE-LV | OP-01 | MATERIAL | XLPE cable 16mm² 3-core | 1.05 | m/m | 238 | 102 | 24276 | 1214 | 1846261.8 | 271.5091 | 30 | 4 | In conduit or cable tray; dressing
11 | 11.02 | Power cable 16mm² 3-core XLPE pull and terminate | m | 6800 | ELE-LV-02 | EP-ELE-LV | OP-01 | MATERIAL | Cable ties | 2 | No./m | 453.3333 | 102 | 46240 | 2312 | 1846261.8 | 271.5091 | 30 | 4 | In conduit or cable tray; dressing
11 | 11.02 | Power cable 16mm² 3-core XLPE pull and terminate | m | 6800 | ELE-LV-02 | EP-ELE-LV | OP-01 | MANPOWER | Electrician ×2, Labourer ×2 | 4 | workers/m | 906.6667 | 1034 | 937493.3333 | 112499 | 1846261.8 | 271.5091 | 30 | 4 | In conduit or cable tray; dressing
11 | 11.02 | Power cable 16mm² 3-core XLPE pull and terminate | m | 6800 | ELE-LV-02 | EP-ELE-LV | OP-01 | EQUIPMENT | Cable drum jack | 1 | unit/shift | 226.6667 | 850 | 192666.6667 | 15413 | 1846261.8 | 271.5091 | 30 | 4 | In conduit or cable tray; dressing
11 | 11.02 | Power cable 16mm² 3-core XLPE pull and terminate | m | 6800 | ELE-LV-02 | EP-ELE-LV | OP-01 | SUBCONTRACT | Electrical sub | 1 | per m | 226.6667 | 152 | 34453.3333 | 1034 | 1846261.8 | 271.5091 | 30 | 4 | In conduit or cable tray; dressing
11 | 11.03 | GS trunking 150×100mm supply and fix | m | 3400 | ELE-LV-03 | EP-ELE-LV | OP-01 | MATERIAL | GS trunking 150×100mm | 1.02 | m/m | 192.6667 | 103 | 19844.6667 | 992 | 948445.8 | 278.9546 | 18 | 2 | Earth continuity throughout; label
11 | 11.03 | GS trunking 150×100mm supply and fix | m | 3400 | ELE-LV-03 | EP-ELE-LV | OP-01 | MATERIAL | Trunking brackets | 2 | No./m | 377.7778 | 103 | 38911.1111 | 1946 | 948445.8 | 278.9546 | 18 | 2 | Earth continuity throughout; label
11 | 11.03 | GS trunking 150×100mm supply and fix | m | 3400 | ELE-LV-03 | EP-ELE-LV | OP-01 | MANPOWER | Electrician ×2 | 2 | workers/m | 377.7778 | 1034 | 390622.2222 | 46875 | 948445.8 | 278.9546 | 18 | 2 | Earth continuity throughout; label
11 | 11.03 | GS trunking 150×100mm supply and fix | m | 3400 | ELE-LV-03 | EP-ELE-LV | OP-01 | EQUIPMENT | Drill + tin snips | 1 | unit/shift | 188.8889 | 850 | 160555.5556 | 12844 | 948445.8 | 278.9546 | 18 | 2 | Earth continuity throughout; label
11 | 11.03 | GS trunking 150×100mm supply and fix | m | 3400 | ELE-LV-03 | EP-ELE-LV | OP-01 | SUBCONTRACT | Electrical sub | 1 | per m | 188.8889 | 154 | 29088.8889 | 873 | 948445.8 | 278.9546 | 18 | 2 | Earth continuity throughout; label
11 | 11.04 | LED recessed 600×600mm panel supply/fix/wire | No. | 680 | ELE-LTG-01 | EP-ELE-LTG | OP-02 | MATERIAL | LED panel fitting | 1 | No./No. | 56.6667 | 688 | 38986.6667 | 1949 | 350111.25 | 514.8695 | 12 | 1 | Lighting control connection: additi
11 | 11.04 | LED recessed 600×600mm panel supply/fix/wire | No. | 680 | ELE-LTG-01 | EP-ELE-LTG | OP-02 | MATERIAL | LED driver | 1 | No./fitting | 56.6667 | 688 | 38986.6667 | 1949 | 350111.25 | 514.8695 | 12 | 1 | Lighting control connection: additi
11 | 11.04 | LED recessed 600×600mm panel supply/fix/wire | No. | 680 | ELE-LTG-01 | EP-ELE-LTG | OP-02 | MANPOWER | Electrician ×1 | 1 | workers/No. | 56.6667 | 1034 | 58593.3333 | 7031 | 350111.25 | 514.8695 | 12 | 1 | Lighting control connection: additi
11 | 11.04 | LED recessed 600×600mm panel supply/fix/wire | No. | 680 | ELE-LTG-01 | EP-ELE-LTG | OP-02 | EQUIPMENT | Ladder | 1 | unit/shift | 56.6667 | 850 | 48166.6667 | 3853 | 350111.25 | 514.8695 | 12 | 1 | Lighting control connection: additi
11 | 11.04 | LED recessed 600×600mm panel supply/fix/wire | No. | 680 | ELE-LTG-01 | EP-ELE-LTG | OP-02 | SUBCONTRACT | Lighting sub | 1 | per No. | 56.6667 | 1025 | 58083.3333 | 1743 | 350111.25 | 514.8695 | 12 | 1 | Lighting control connection: additi
SECTION 12 — COMMUNICATION SYSTEMS — Data, Wi-Fi, Telephone, PA, AV, MATV, CCTV, Security
12 | 12.01 | Structured data cabling Cat6A UTP data point | point | 520 | COM-DATA-01 | EP-COM-DATA | OP-01 | MATERIAL | Cat 6A UTP cable (avg 80m run) | 84 | m/point | 4368 | 688 | 3005184 | 150259 | 4611712.05 | 8868.677 | 10 | 2 | Test all 4 pairs with level IV qual
12 | 12.01 | Structured data cabling Cat6A UTP data point | point | 520 | COM-DATA-01 | EP-COM-DATA | OP-01 | MATERIAL | RJ45 keystone module | 1 | No./point | 52 | 688 | 35776 | 1789 | 4611712.05 | 8868.677 | 10 | 2 | Test all 4 pairs with level IV qual
12 | 12.01 | Structured data cabling Cat6A UTP data point | point | 520 | COM-DATA-01 | EP-COM-DATA | OP-01 | MANPOWER | Data tech ×2 | 2 | workers/point | 104 | 1034 | 107536 | 12904 | 4611712.05 | 8868.677 | 10 | 2 | Test all 4 pairs with level IV qual
12 | 12.01 | Structured data cabling Cat6A UTP data point | point | 520 | COM-DATA-01 | EP-COM-DATA | OP-01 | EQUIPMENT | Punch-down tool + cable tester | 1 | unit/shift | 52 | 850 | 44200 | 3536 | 4611712.05 | 8868.677 | 10 | 2 | Test all 4 pairs with level IV qual
12 | 12.01 | Structured data cabling Cat6A UTP data point | point | 520 | COM-DATA-01 | EP-COM-DATA | OP-01 | SUBCONTRACT | ELV / data sub | 1 | per point | 52 | 1025 | 53300 | 1599 | 4611712.05 | 8868.677 | 10 | 2 | Test all 4 pairs with level IV qual
12 | 12.02 | Floor distribution unit FDU 24-port patch panel | No. | 22 | COM-DATA-02 | EP-COM-DATA | OP-01 | MATERIAL | 24-port Cat 6A patch panel | 1 | No./No. | 22 | 2640 | 58080 | 2904 | 381118.5 | 17323.5682 | 1 | 2 | Label all ports; test links to TOR
12 | 12.02 | Floor distribution unit FDU 24-port patch panel | No. | 22 | COM-DATA-02 | EP-COM-DATA | OP-01 | MATERIAL | 1U wall box or mini-rack | 1 | — | 22 | 2640 | 58080 | 2904 | 381118.5 | 17323.5682 | 1 | 2 | Label all ports; test links to TOR
12 | 12.02 | Floor distribution unit FDU 24-port patch panel | No. | 22 | COM-DATA-02 | EP-COM-DATA | OP-01 | MANPOWER | Data tech ×2 | 2 | workers/No. | 44 | 1034 | 45496 | 5460 | 381118.5 | 17323.5682 | 1 | 2 | Label all ports; test links to TOR
12 | 12.02 | Floor distribution unit FDU 24-port patch panel | No. | 22 | COM-DATA-02 | EP-COM-DATA | OP-01 | EQUIPMENT | Rack screws + crimp tool | 1 | unit/shift | 22 | 850 | 18700 | 1496 | 381118.5 | 17323.5682 | 1 | 2 | Label all ports; test links to TOR
12 | 12.02 | Floor distribution unit FDU 24-port patch panel | No. | 22 | COM-DATA-02 | EP-COM-DATA | OP-01 | SUBCONTRACT | Data sub | 1 | per No. | 22 | 3936 | 86592 | 2598 | 381118.5 | 17323.5682 | 1 | 2 | Label all ports; test links to TOR
12 | 12.03 | MDF server rack 42U supply/install/cable | No. | 4 | COM-DATA-03 | EP-COM-DATA | OP-01 | MATERIAL | 42U equipment rack (800×1000mm) | 1 | No./No. | 8 | 15675 | 125400 | 6270 | 859428.9 | 214857.225 | 0.5 | 4.5 | Earth bonding to rack; raised floor
12 | 12.03 | MDF server rack 42U supply/install/cable | No. | 4 | COM-DATA-03 | EP-COM-DATA | OP-01 | MATERIAL | PDU (power distribution unit) 16A | 2 | No./rack | 16 | 15675 | 250800 | 12540 | 859428.9 | 214857.225 | 0.5 | 4.5 | Earth bonding to rack; raised floor
12 | 12.03 | MDF server rack 42U supply/install/cable | No. | 4 | COM-DATA-03 | EP-COM-DATA | OP-01 | MANPOWER | Data tech ×3, Electrician ×1, Supervisor ×0.5 | 4.5 | workers/No. | 36 | 1034 | 37224 | 4467 | 859428.9 | 214857.225 | 0.5 | 4.5 | Earth bonding to rack; raised floor
12 | 12.03 | MDF server rack 42U supply/install/cable | No. | 4 | COM-DATA-03 | EP-COM-DATA | OP-01 | EQUIPMENT | Drill + rack tools | 1 | unit/shift | 8 | 850 | 6800 | 544 | 859428.9 | 214857.225 | 0.5 | 4.5 | Earth bonding to rack; raised floor
12 | 12.03 | MDF server rack 42U supply/install/cable | No. | 4 | COM-DATA-03 | EP-COM-DATA | OP-01 | SUBCONTRACT | Data / IT sub | 1 | per No. | 8 | 23370 | 186960 | 5609 | 859428.9 | 214857.225 | 0.5 | 4.5 | Earth bonding to rack; raised floor
12 | 12.04 | Wi-Fi access point ceiling 802.11ax | No. | 95 | COM-WIFI-01 | EP-COM-WIFI | OP-02 | MATERIAL | Wi-Fi AP (as specified, PoE) | 1 | No./No. | 15.8333 | 1568 | 24826.6667 | 1241 | 1563445.125 | 16457.3171 | 6 | 2 | PoE switch port required (802.3at/b
12 | 12.04 | Wi-Fi access point ceiling 802.11ax | No. | 95 | COM-WIFI-01 | EP-COM-WIFI | OP-02 | MATERIAL | Cat 6A cable run to switch (avg 40m) | 40 | m/AP | 633.3333 | 1568 | 993066.6667 | 49653 | 1563445.125 | 16457.3171 | 6 | 2 | PoE switch port required (802.3at/b
12 | 12.04 | Wi-Fi access point ceiling 802.11ax | No. | 95 | COM-WIFI-01 | EP-COM-WIFI | OP-02 | MANPOWER | ELV tech ×2 | 2 | workers/No. | 31.6667 | 1034 | 32743.3333 | 3929 | 1563445.125 | 16457.3171 | 6 | 2 | PoE switch port required (802.3at/b
12 | 12.04 | Wi-Fi access point ceiling 802.11ax | No. | 95 | COM-WIFI-01 | EP-COM-WIFI | OP-02 | EQUIPMENT | Drill + crimping tool | 1 | unit/shift | 15.8333 | 850 | 13458.3333 | 1077 | 1563445.125 | 16457.3171 | 6 | 2 | PoE switch port required (802.3at/b
12 | 12.04 | Wi-Fi access point ceiling 802.11ax | No. | 95 | COM-WIFI-01 | EP-COM-WIFI | OP-02 | SUBCONTRACT | Data / ELV sub | 1 | per No. | 15.8333 | 2337 | 37002.5 | 1110 | 1563445.125 | 16457.3171 | 6 | 2 | PoE switch port required (802.3at/b
12 | 12.05 | PoE switch 24-port wireless controller | No. | 12 | COM-WIFI-02 | EP-COM-WIFI | OP-02 | MATERIAL | PoE+ managed switch 24-port (as specifie | 1 | No./No. | 24 | 4675 | 112200 | 5610 | 692998.2 | 57749.85 | 0.5 | 3 | VLAN configuration; SSID broadcast;
12 | 12.05 | PoE switch 24-port wireless controller | No. | 12 | COM-WIFI-02 | EP-COM-WIFI | OP-02 | MATERIAL | Patch leads | 1 | — | 24 | 4675 | 112200 | 5610 | 692998.2 | 57749.85 | 0.5 | 3 | VLAN configuration; SSID broadcast;
12 | 12.05 | PoE switch 24-port wireless controller | No. | 12 | COM-WIFI-02 | EP-COM-WIFI | OP-02 | MANPOWER | Data tech ×2, Network engineer ×1 | 3 | workers/No. | 72 | 1034 | 74448 | 8934 | 692998.2 | 57749.85 | 0.5 | 3 | VLAN configuration; SSID broadcast;
12 | 12.05 | PoE switch 24-port wireless controller | No. | 12 | COM-WIFI-02 | EP-COM-WIFI | OP-02 | EQUIPMENT | Rack tools + laptop | 1 | unit/shift | 24 | 850 | 20400 | 1632 | 692998.2 | 57749.85 | 0.5 | 3 | VLAN configuration; SSID broadcast;
12 | 12.05 | PoE switch 24-port wireless controller | No. | 12 | COM-WIFI-02 | EP-COM-WIFI | OP-02 | SUBCONTRACT | Data sub | 1 | per No. | 24 | 6970 | 167280 | 5018 | 692998.2 | 57749.85 | 0.5 | 3 | VLAN configuration; SSID broadcast;
12 | 12.06 | IP telephone handset supply/fix/programme | No. | 120 | COM-TEL-01 | EP-COM-TEL | OP-03 | MATERIAL | IP desk phone (as specified) | 1 | No./No. | 15 | 1018 | 15270 | 764 | 1394041.05 | 11617.0088 | 8 | 1 | PoE powered; SIP register to PABX;
12 | 12.06 | IP telephone handset supply/fix/programme | No. | 120 | COM-TEL-01 | EP-COM-TEL | OP-03 | MATERIAL | Cat 6A cable run (if dedicated, avg 60m) | 60 | m/phone | 900 | 1018 | 916200 | 45810 | 1394041.05 | 11617.0088 | 8 | 1 | PoE powered; SIP register to PABX;
12 | 12.06 | IP telephone handset supply/fix/programme | No. | 120 | COM-TEL-01 | EP-COM-TEL | OP-03 | MANPOWER | ELV tech ×1 | 1 | workers/No. | 15 | 1034 | 15510 | 1861 | 1394041.05 | 11617.0088 | 8 | 1 | PoE powered; SIP register to PABX;
12 | 12.06 | IP telephone handset supply/fix/programme | No. | 120 | COM-TEL-01 | EP-COM-TEL | OP-03 | EQUIPMENT | Crimping tool | 1 | unit/shift | 15 | 850 | 12750 | 1020 | 1394041.05 | 11617.0088 | 8 | 1 | PoE powered; SIP register to PABX;
12 | 12.06 | IP telephone handset supply/fix/programme | No. | 120 | COM-TEL-01 | EP-COM-TEL | OP-03 | SUBCONTRACT | ELV sub | 1 | per No. | 15 | 1517 | 22755 | 683 | 1394041.05 | 11617.0088 | 8 | 1 | PoE powered; SIP register to PABX;
12 | 12.07 | IP PABX system 50-user supply/install/config | system | 1 | COM-TEL-02 | EP-COM-TEL | OP-03 | MATERIAL | IP PABX server / appliance | 1 | No./No. | 5 | 26400 | 132000 | 6600 | 685335.6 | 685335.6 | 0.2 | 4 | Dial plan configured; IVR; hunt gro
12 | 12.07 | IP PABX system 50-user supply/install/config | system | 1 | COM-TEL-02 | EP-COM-TEL | OP-03 | MATERIAL | Power supply + UPS | 1 | — | 5 | 26400 | 132000 | 6600 | 685335.6 | 685335.6 | 0.2 | 4 | Dial plan configured; IVR; hunt gro
12 | 12.07 | IP PABX system 50-user supply/install/config | system | 1 | COM-TEL-02 | EP-COM-TEL | OP-03 | MANPOWER | VoIP engineer ×3, Electrician ×1 | 4 | workers/system | 20 | 1034 | 20680 | 2482 | 685335.6 | 685335.6 | 0.2 | 4 | Dial plan configured; IVR; hunt gro
12 | 12.07 | IP PABX system 50-user supply/install/config | system | 1 | COM-TEL-02 | EP-COM-TEL | OP-03 | EQUIPMENT | Rack tools + laptop | 1 | unit/shift | 5 | 850 | 4250 | 340 | 685335.6 | 685335.6 | 0.2 | 4 | Dial plan configured; IVR; hunt gro
12 | 12.07 | IP PABX system 50-user supply/install/config | system | 1 | COM-TEL-02 | EP-COM-TEL | OP-03 | SUBCONTRACT | Telecom sub | 1 | per system | 5 | 39360 | 196800 | 5904 | 685335.6 | 685335.6 | 0.2 | 4 | Dial plan configured; IVR; hunt gro
12 | 12.08 | Ceiling speaker 100V line 6W supply/fix/wire | No. | 185 | COM-PA-01 | EP-COM-PA | OP-04 | MATERIAL | Ceiling speaker 100V (6W, EN 54-24 where | 1 | No./No. | 23.125 | 267 | 6174.375 | 309 | 348928.9313 | 1886.1023 | 8 | 1 | 100V line daisy chain; power tap se
12 | 12.08 | Ceiling speaker 100V line 6W supply/fix/wire | No. | 185 | COM-PA-01 | EP-COM-PA | OP-04 | MATERIAL | Speaker cable 2-core 1.5mm² (avg 30m run | 30 | m/speaker | 693.75 | 267 | 185231.25 | 9262 | 348928.9313 | 1886.1023 | 8 | 1 | 100V line daisy chain; power tap se
12 | 12.08 | Ceiling speaker 100V line 6W supply/fix/wire | No. | 185 | COM-PA-01 | EP-COM-PA | OP-04 | MANPOWER | ELV tech ×1 | 1 | workers/No. | 23.125 | 1034 | 23911.25 | 2869 | 348928.9313 | 1886.1023 | 8 | 1 | 100V line daisy chain; power tap se
12 | 12.08 | Ceiling speaker 100V line 6W supply/fix/wire | No. | 185 | COM-PA-01 | EP-COM-PA | OP-04 | EQUIPMENT | Drill + crimping tool | 1 | unit/shift | 23.125 | 850 | 19656.25 | 1573 | 348928.9313 | 1886.1023 | 8 | 1 | 100V line daisy chain; power tap se
12 | 12.08 | Ceiling speaker 100V line 6W supply/fix/wire | No. | 185 | COM-PA-01 | EP-COM-PA | OP-04 | SUBCONTRACT | PA sub | 1 | per No. | 23.125 | 398 | 9203.75 | 276 | 348928.9313 | 1886.1023 | 8 | 1 | 100V line daisy chain; power tap se
12 | 12.09 | PA/VA amplifier rack zone controller | No. | 4 | COM-PA-02 | EP-COM-PA | OP-04 | MATERIAL | PA amplifier (500W per zone) | 1 | No./No. | 13.3333 | 10175 | 135666.6667 | 6783 | 776195.1 | 194048.775 | 0.3 | 4.5 | Emergency voice alarm (EVA) to BS 5
12 | 12.09 | PA/VA amplifier rack zone controller | No. | 4 | COM-PA-02 | EP-COM-PA | OP-04 | MATERIAL | Zone controller + EQ | 1 | — | 13.3333 | 10175 | 135666.6667 | 6783 | 776195.1 | 194048.775 | 0.3 | 4.5 | Emergency voice alarm (EVA) to BS 5
12 | 12.09 | PA/VA amplifier rack zone controller | No. | 4 | COM-PA-02 | EP-COM-PA | OP-04 | MANPOWER | AV tech ×3, Electrician ×1, Supervisor ×0.5 | 4.5 | workers/No. | 60 | 1034 | 62040 | 7445 | 776195.1 | 194048.775 | 0.3 | 4.5 | Emergency voice alarm (EVA) to BS 5
12 | 12.09 | PA/VA amplifier rack zone controller | No. | 4 | COM-PA-02 | EP-COM-PA | OP-04 | EQUIPMENT | Rack tools + test mic + SPL meter | 1 | unit/shift | 13.3333 | 850 | 11333.3333 | 907 | 776195.1 | 194048.775 | 0.3 | 4.5 | Emergency voice alarm (EVA) to BS 5
12 | 12.09 | PA/VA amplifier rack zone controller | No. | 4 | COM-PA-02 | EP-COM-PA | OP-04 | SUBCONTRACT | PA sub | 1 | per No. | 13.3333 | 15170 | 202266.6667 | 6068 | 776195.1 | 194048.775 | 0.3 | 4.5 | Emergency voice alarm (EVA) to BS 5
12 | 12.10 | Video door entry system 1 door station + monitor | No. | 8 | COM-INTER-01 | EP-COM-INTER | OP-05 | MATERIAL | Door station unit (IP camera + call butt | 1 | No./No. | 4 | 2118 | 8472 | 424 | 59043.6 | 7380.45 | 2 | 2 | IP-based; PoE; door release relay o
12 | 12.10 | Video door entry system 1 door station + monitor | No. | 8 | COM-INTER-01 | EP-COM-INTER | OP-05 | MATERIAL | Indoor monitor (7-inch colour) | 1 | No./station | 4 | 2118 | 8472 | 424 | 59043.6 | 7380.45 | 2 | 2 | IP-based; PoE; door release relay o
12 | 12.10 | Video door entry system 1 door station + monitor | No. | 8 | COM-INTER-01 | EP-COM-INTER | OP-05 | MANPOWER | ELV tech ×2 | 2 | workers/No. | 8 | 1034 | 8272 | 993 | 59043.6 | 7380.45 | 2 | 2 | IP-based; PoE; door release relay o
12 | 12.10 | Video door entry system 1 door station + monitor | No. | 8 | COM-INTER-01 | EP-COM-INTER | OP-05 | EQUIPMENT | Drill + crimping tool | 1 | unit/shift | 4 | 850 | 3400 | 272 | 59043.6 | 7380.45 | 2 | 2 | IP-based; PoE; door release relay o
12 | 12.10 | Video door entry system 1 door station + monitor | No. | 8 | COM-INTER-01 | EP-COM-INTER | OP-05 | SUBCONTRACT | ELV sub | 1 | per No. | 4 | 3157 | 12628 | 379 | 59043.6 | 7380.45 | 2 | 2 | IP-based; PoE; door release relay o
12 | 12.11 | AV: projector + screen + AV rack meeting room | room | 8 | COM-AV-01 | EP-COM-AV | OP-06 | MATERIAL | Laser projector (as specified) | 1 | No./room | 20 | 23100 | 462000 | 23100 | 2417404.5 | 302175.5625 | 0.4 | 4 | Colour temperature 6500K; ambient l
12 | 12.11 | AV: projector + screen + AV rack meeting room | room | 8 | COM-AV-01 | EP-COM-AV | OP-06 | MATERIAL | Motorised projection screen | 1 | No./room | 20 | 23100 | 462000 | 23100 | 2417404.5 | 302175.5625 | 0.4 | 4 | Colour temperature 6500K; ambient l
12 | 12.11 | AV: projector + screen + AV rack meeting room | room | 8 | COM-AV-01 | EP-COM-AV | OP-06 | MANPOWER | AV tech ×3, Electrician ×1 | 4 | workers/room | 80 | 1034 | 82720 | 9926 | 2417404.5 | 302175.5625 | 0.4 | 4 | Colour temperature 6500K; ambient l
12 | 12.11 | AV: projector + screen + AV rack meeting room | room | 8 | COM-AV-01 | EP-COM-AV | OP-06 | EQUIPMENT | Drill + HDMI + AV tools | 1 | unit/shift | 20 | 850 | 17000 | 1360 | 2417404.5 | 302175.5625 | 0.4 | 4 | Colour temperature 6500K; ambient l
12 | 12.11 | AV: projector + screen + AV rack meeting room | room | 8 | COM-AV-01 | EP-COM-AV | OP-06 | SUBCONTRACT | AV sub | 1 | per room | 20 | 34440 | 688800 | 20664 | 2417404.5 | 302175.5625 | 0.4 | 4 | Colour temperature 6500K; ambient l
12 | 12.12 | Digital signage 65-inch LCD supply/fix/wire | No. | 18 | COM-AV-02 | EP-COM-AV | OP-06 | MATERIAL | Commercial LCD 65-inch (as specified) | 1 | No./No. | 6 | 4675 | 28050 | 1403 | 163871.1 | 9103.95 | 3 | 2 | Portrait or landscape per brief; 16
12 | 12.12 | Digital signage 65-inch LCD supply/fix/wire | No. | 18 | COM-AV-02 | EP-COM-AV | OP-06 | MATERIAL | VESA wall/ceiling mount (heavy duty) | 1 | No./screen | 6 | 4675 | 28050 | 1403 | 163871.1 | 9103.95 | 3 | 2 | Portrait or landscape per brief; 16
12 | 12.12 | Digital signage 65-inch LCD supply/fix/wire | No. | 18 | COM-AV-02 | EP-COM-AV | OP-06 | MANPOWER | AV tech ×2 | 2 | workers/No. | 12 | 1034 | 12408 | 1489 | 163871.1 | 9103.95 | 3 | 2 | Portrait or landscape per brief; 16
12 | 12.12 | Digital signage 65-inch LCD supply/fix/wire | No. | 18 | COM-AV-02 | EP-COM-AV | OP-06 | EQUIPMENT | Drill + HDMI tools | 1 | unit/shift | 6 | 850 | 5100 | 408 | 163871.1 | 9103.95 | 3 | 2 | Portrait or landscape per brief; 16
12 | 12.12 | Digital signage 65-inch LCD supply/fix/wire | No. | 18 | COM-AV-02 | EP-COM-AV | OP-06 | SUBCONTRACT | AV sub | 1 | per No. | 6 | 6970 | 41820 | 1255 | 163871.1 | 9103.95 | 3 | 2 | Portrait or landscape per brief; 16
12 | 12.13 | MATV/IPTV satellite dish headend system | system | 1 | COM-MATV-01 | EP-COM-MATV | OP-07 | MATERIAL | Satellite dish (0.9m or 1.2m) + LNB | 1 | No./system | 5 | 37400 | 187000 | 9350 | 959189.85 | 959189.85 | 0.2 | 4.5 | Signal level >55 dBuV at all outlet
12 | 12.13 | MATV/IPTV satellite dish headend system | system | 1 | COM-MATV-01 | EP-COM-MATV | OP-07 | MATERIAL | Headend rack (amplifiers + modulators) | 1 | — | 5 | 37400 | 187000 | 9350 | 959189.85 | 959189.85 | 0.2 | 4.5 | Signal level >55 dBuV at all outlet
12 | 12.13 | MATV/IPTV satellite dish headend system | system | 1 | COM-MATV-01 | EP-COM-MATV | OP-07 | MANPOWER | MATV tech ×3, Roofer ×1, Supervisor ×0.5 | 4.5 | workers/system | 22.5 | 1034 | 23265 | 2792 | 959189.85 | 959189.85 | 0.2 | 4.5 | Signal level >55 dBuV at all outlet
12 | 12.13 | MATV/IPTV satellite dish headend system | system | 1 | COM-MATV-01 | EP-COM-MATV | OP-07 | EQUIPMENT | Drill + coax crimper | 1 | unit/shift | 5 | 850 | 4250 | 340 | 959189.85 | 959189.85 | 0.2 | 4.5 | Signal level >55 dBuV at all outlet
12 | 12.13 | MATV/IPTV satellite dish headend system | system | 1 | COM-MATV-01 | EP-COM-MATV | OP-07 | SUBCONTRACT | MATV sub | 1 | per system | 5 | 55760 | 278800 | 8364 | 959189.85 | 959189.85 | 0.2 | 4.5 | Signal level >55 dBuV at all outlet
12 | 12.14 | TV coaxial outlet connect to MATV distribution | point | 180 | COM-MATV-02 | EP-COM-MATV | OP-07 | MATERIAL | TV outlet plate + F-connector | 1 | No./No. | 15 | 267 | 4005 | 200 | 283101.75 | 1572.7875 | 12 | 1 | Signal level 55–80 dBuV at outlet;
12 | 12.14 | TV coaxial outlet connect to MATV distribution | point | 180 | COM-MATV-02 | EP-COM-MATV | OP-07 | MATERIAL | RG6 coaxial cable (avg 40m run) | 40 | m/point | 600 | 267 | 160200 | 8010 | 283101.75 | 1572.7875 | 12 | 1 | Signal level 55–80 dBuV at outlet;
12 | 12.14 | TV coaxial outlet connect to MATV distribution | point | 180 | COM-MATV-02 | EP-COM-MATV | OP-07 | MANPOWER | ELV tech ×1 | 1 | workers/point | 15 | 1034 | 15510 | 1861 | 283101.75 | 1572.7875 | 12 | 1 | Signal level 55–80 dBuV at outlet;
12 | 12.14 | TV coaxial outlet connect to MATV distribution | point | 180 | COM-MATV-02 | EP-COM-MATV | OP-07 | EQUIPMENT | Drill + coax crimp tool | 1 | unit/shift | 15 | 850 | 12750 | 1020 | 283101.75 | 1572.7875 | 12 | 1 | Signal level 55–80 dBuV at outlet;
12 | 12.14 | TV coaxial outlet connect to MATV distribution | point | 180 | COM-MATV-02 | EP-COM-MATV | OP-07 | SUBCONTRACT | ELV / MATV sub | 1 | per point | 15 | 398 | 5970 | 179 | 283101.75 | 1572.7875 | 12 | 1 | Signal level 55–80 dBuV at outlet;
12 | 12.15 | IP CCTV camera 2MP dome IP66 supply/fix/wire | No. | 48 | COM-SEC-01 | EP-COM-SEC | OP-08 | MATERIAL | IP dome camera 2MP (IP66, IR 30m) | 1 | No./No. | 12 | 2118 | 25416 | 1271 | 2321491.05 | 48364.3969 | 4 | 3 | PoE powered; NVR recording central;
12 | 12.15 | IP CCTV camera 2MP dome IP66 supply/fix/wire | No. | 48 | COM-SEC-01 | EP-COM-SEC | OP-08 | MATERIAL | Cat6A cable (avg 60m run) | 60 | m/camera | 720 | 2118 | 1524960 | 76248 | 2321491.05 | 48364.3969 | 4 | 3 | PoE powered; NVR recording central;
12 | 12.15 | IP CCTV camera 2MP dome IP66 supply/fix/wire | No. | 48 | COM-SEC-01 | EP-COM-SEC | OP-08 | MANPOWER | ELV tech ×2, Labourer ×1 | 3 | workers/No. | 36 | 1034 | 37224 | 4467 | 2321491.05 | 48364.3969 | 4 | 3 | PoE powered; NVR recording central;
12 | 12.15 | IP CCTV camera 2MP dome IP66 supply/fix/wire | No. | 48 | COM-SEC-01 | EP-COM-SEC | OP-08 | EQUIPMENT | Drill + crimping tool | 1 | unit/shift | 12 | 850 | 10200 | 816 | 2321491.05 | 48364.3969 | 4 | 3 | PoE powered; NVR recording central;
12 | 12.15 | IP CCTV camera 2MP dome IP66 supply/fix/wire | No. | 48 | COM-SEC-01 | EP-COM-SEC | OP-08 | SUBCONTRACT | CCTV sub | 1 | per No. | 12 | 3157 | 37884 | 1137 | 2321491.05 | 48364.3969 | 4 | 3 | PoE powered; NVR recording central;
12 | 12.16 | NVR 16-channel 8TB supply/install/configure | No. | 4 | COM-SEC-02 | EP-COM-SEC | OP-08 | MATERIAL | NVR 16-channel (H.265) + 8TB HDD | 1 | No./No. | 8 | 6875 | 55000 | 2750 | 317382.3 | 79345.575 | 0.5 | 3 | 30-day retention at 2MP 15fps; RAID
12 | 12.16 | NVR 16-channel 8TB supply/install/configure | No. | 4 | COM-SEC-02 | EP-COM-SEC | OP-08 | MATERIAL | PoE switch 16-port | 1 | — | 8 | 6875 | 55000 | 2750 | 317382.3 | 79345.575 | 0.5 | 3 | 30-day retention at 2MP 15fps; RAID
12 | 12.16 | NVR 16-channel 8TB supply/install/configure | No. | 4 | COM-SEC-02 | EP-COM-SEC | OP-08 | MANPOWER | ELV tech ×3 | 3 | workers/No. | 24 | 1034 | 24816 | 2978 | 317382.3 | 79345.575 | 0.5 | 3 | 30-day retention at 2MP 15fps; RAID
12 | 12.16 | NVR 16-channel 8TB supply/install/configure | No. | 4 | COM-SEC-02 | EP-COM-SEC | OP-08 | EQUIPMENT | Rack/shelf mount + laptop | 1 | unit/shift | 8 | 850 | 6800 | 544 | 317382.3 | 79345.575 | 0.5 | 3 | 30-day retention at 2MP 15fps; RAID
12 | 12.16 | NVR 16-channel 8TB supply/install/configure | No. | 4 | COM-SEC-02 | EP-COM-SEC | OP-08 | SUBCONTRACT | CCTV sub | 1 | per No. | 8 | 10250 | 82000 | 2460 | 317382.3 | 79345.575 | 0.5 | 3 | 30-day retention at 2MP 15fps; RAID
12 | 12.17 | PIR intruder alarm detector supply and fix | No. | 85 | COM-SEC-03 | EP-COM-SEC | OP-08 | MATERIAL | PIR detector (dual-technology, pet-immun | 1 | No./No. | 10.625 | 267 | 2836.875 | 142 | 120106.2937 | 1413.0152 | 8 | 1 | EN 50131 Grade 2; 2.3m height; 90°
12 | 12.17 | PIR intruder alarm detector supply and fix | No. | 85 | COM-SEC-03 | EP-COM-SEC | OP-08 | MATERIAL | 4-core cable 0.22mm² (avg 20m run) | 20 | m/detector | 212.5 | 267 | 56737.5 | 2837 | 120106.2937 | 1413.0152 | 8 | 1 | EN 50131 Grade 2; 2.3m height; 90°
12 | 12.17 | PIR intruder alarm detector supply and fix | No. | 85 | COM-SEC-03 | EP-COM-SEC | OP-08 | MANPOWER | Alarm tech ×1 | 1 | workers/No. | 10.625 | 1034 | 10986.25 | 1318 | 120106.2937 | 1413.0152 | 8 | 1 | EN 50131 Grade 2; 2.3m height; 90°
12 | 12.17 | PIR intruder alarm detector supply and fix | No. | 85 | COM-SEC-03 | EP-COM-SEC | OP-08 | EQUIPMENT | Drill + screwdriver | 1 | unit/shift | 10.625 | 850 | 9031.25 | 723 | 120106.2937 | 1413.0152 | 8 | 1 | EN 50131 Grade 2; 2.3m height; 90°
12 | 12.17 | PIR intruder alarm detector supply and fix | No. | 85 | COM-SEC-03 | EP-COM-SEC | OP-08 | SUBCONTRACT | Security sub | 1 | per No. | 10.625 | 398 | 4228.75 | 127 | 120106.2937 | 1413.0152 | 8 | 1 | EN 50131 Grade 2; 2.3m height; 90°
12 | 12.18 | Intruder alarm control panel 8-zone | No. | 4 | COM-SEC-04 | EP-COM-SEC | OP-08 | MATERIAL | Alarm panel 8-zone (EN 50131 Grade 2) | 1 | No./No. | 8 | 4675 | 37400 | 1870 | 218492.1 | 54623.025 | 0.5 | 2 | 24hr backup power; remote monitorin
12 | 12.18 | Intruder alarm control panel 8-zone | No. | 4 | COM-SEC-04 | EP-COM-SEC | OP-08 | MATERIAL | Battery backup 12V 7Ah | 1 | No./panel | 8 | 4675 | 37400 | 1870 | 218492.1 | 54623.025 | 0.5 | 2 | 24hr backup power; remote monitorin
12 | 12.18 | Intruder alarm control panel 8-zone | No. | 4 | COM-SEC-04 | EP-COM-SEC | OP-08 | MANPOWER | Alarm tech ×2 | 2 | workers/No. | 16 | 1034 | 16544 | 1985 | 218492.1 | 54623.025 | 0.5 | 2 | 24hr backup power; remote monitorin
12 | 12.18 | Intruder alarm control panel 8-zone | No. | 4 | COM-SEC-04 | EP-COM-SEC | OP-08 | EQUIPMENT | Drill + crimping tools + laptop | 1 | unit/shift | 8 | 850 | 6800 | 544 | 218492.1 | 54623.025 | 0.5 | 2 | 24hr backup power; remote monitorin
12 | 12.18 | Intruder alarm control panel 8-zone | No. | 4 | COM-SEC-04 | EP-COM-SEC | OP-08 | SUBCONTRACT | Security sub | 1 | per No. | 8 | 6970 | 55760 | 1673 | 218492.1 | 54623.025 | 0.5 | 2 | 24hr backup power; remote monitorin
SECTION 13 — KITCHEN WORKS — Equipment, Finishes, Extraction
13 | 13.01 | SS base unit 900×600mm commercial kitchen | No. | 24 | KIT-EQUIP-01 | EP-KIT-EQUIP | OP-01 | MATERIAL | SS base unit (as scheduled) | 1 | No./No. | 4 | 1568 | 6272 | 314 | 72140.9 | 3005.8708 | 6 | 2 | Per unit
13 | 13.01 | SS base unit 900×600mm commercial kitchen | No. | 24 | KIT-EQUIP-01 | EP-KIT-EQUIP | OP-01 | MATERIAL | Adjustable feet | 4 | No./unit | 16 | 1568 | 25088 | 1254 | 72140.9 | 3005.8708 | 6 | 2 | Per unit
13 | 13.01 | SS base unit 900×600mm commercial kitchen | No. | 24 | KIT-EQUIP-01 | EP-KIT-EQUIP | OP-01 | MANPOWER | Kitchen fitter ×2 | 2 | workers/No. | 8 | 1034 | 8272 | 993 | 72140.9 | 3005.8708 | 6 | 2 | Per unit
13 | 13.01 | SS base unit 900×600mm commercial kitchen | No. | 24 | KIT-EQUIP-01 | EP-KIT-EQUIP | OP-01 | EQUIPMENT | 5 | 1 | unit/shift | 4 | 850 | 3400 | 272 | 72140.9 | 3005.8708 | 6 | 2 | Per unit
13 | 13.01 | SS base unit 900×600mm commercial kitchen | No. | 24 | KIT-EQUIP-01 | EP-KIT-EQUIP | OP-01 | SUBCONTRACT | 1 | 1 | per No. | 4 | 2337 | 9348 | 280 | 72140.9 | 3005.8708 | 6 | 2 | Per unit
13 | 13.02 | Commercial cooking range gas 6-burner | No. | 4 | KIT-EQUIP-02 | EP-KIT-EQUIP | OP-01 | MATERIAL | Cooking range unit (as specified) | 1 | No./No. | 4 | 10175 | 40700 | 2035 | 129177.1 | 32294.275 | 1 | 3 | Per unit
13 | 13.02 | Commercial cooking range gas 6-burner | No. | 4 | KIT-EQUIP-02 | EP-KIT-EQUIP | OP-01 | MATERIAL | Gas flexible hose 1m (TS grade) | 1 | No./unit | 4 | 10175 | 40700 | 2035 | 129177.1 | 32294.275 | 1 | 3 | Per unit
13 | 13.02 | Commercial cooking range gas 6-burner | No. | 4 | KIT-EQUIP-02 | EP-KIT-EQUIP | OP-01 | MANPOWER | Kitchen engineer ×2, Gas fitter ×1 | 3 | workers/No. | 12 | 1034 | 12408 | 1489 | 129177.1 | 32294.275 | 1 | 3 | Per unit
13 | 13.03 | Commercial dishwasher rack type | No. | 2 | KIT-EQUIP-03 | EP-KIT-EQUIP | OP-01 | MATERIAL | Dishwasher unit (as specified) | 1 | No./No. | 2 | 15675 | 31350 | 1568 | 162602.7 | 81301.35 | 1 | 4 | Hot water 60°C supply; drain fall m
13 | 13.03 | Commercial dishwasher rack type | No. | 2 | KIT-EQUIP-03 | EP-KIT-EQUIP | OP-01 | MATERIAL | Hot water supply connection 22mm | 1 | — | 2 | 15675 | 31350 | 1568 | 162602.7 | 81301.35 | 1 | 4 | Hot water 60°C supply; drain fall m
13 | 13.03 | Commercial dishwasher rack type | No. | 2 | KIT-EQUIP-03 | EP-KIT-EQUIP | OP-01 | MANPOWER | Kitchen engineer ×2, Plumber ×1, Electrician ×1 | 4 | workers/No. | 8 | 1034 | 8272 | 993 | 162602.7 | 81301.35 | 1 | 4 | Hot water 60°C supply; drain fall m
13 | 13.03 | Commercial dishwasher rack type | No. | 2 | KIT-EQUIP-03 | EP-KIT-EQUIP | OP-01 | EQUIPMENT | Hand tools | 1 | unit/shift | 2 | 850 | 1700 | 136 | 162602.7 | 81301.35 | 1 | 4 | Hot water 60°C supply; drain fall m
13 | 13.03 | Commercial dishwasher rack type | No. | 2 | KIT-EQUIP-03 | EP-KIT-EQUIP | OP-01 | SUBCONTRACT | Kitchen sub | 1 | per No. | 2 | 23370 | 46740 | 1402 | 162602.7 | 81301.35 | 1 | 4 | Hot water 60°C supply; drain fall m
13 | 13.04 | SS double-bowl sink supply and install | No. | 6 | KIT-EQUIP-04 | EP-KIT-EQUIP | OP-01 | MATERIAL | SS sink double-bowl (as specified) | 1 | No./No. | 1.5 | 1568 | 2352 | 118 | 17421.95 | 2903.6583 | 4 | 2 | Seal perimeter with food-safe silic
13 | 13.04 | SS double-bowl sink supply and install | No. | 6 | KIT-EQUIP-04 | EP-KIT-EQUIP | OP-01 | MATERIAL | Mixer tap (lever action) | 1 | No./sink | 1.5 | 1568 | 2352 | 118 | 17421.95 | 2903.6583 | 4 | 2 | Seal perimeter with food-safe silic
13 | 13.04 | SS double-bowl sink supply and install | No. | 6 | KIT-EQUIP-04 | EP-KIT-EQUIP | OP-01 | MANPOWER | Kitchen fitter ×1, Plumber ×1 | 2 | workers/No. | 3 | 1034 | 3102 | 372 | 17421.95 | 2903.6583 | 4 | 2 | Seal perimeter with food-safe silic
13 | 13.04 | SS double-bowl sink supply and install | No. | 6 | KIT-EQUIP-04 | EP-KIT-EQUIP | OP-01 | EQUIPMENT | Hand tools | 1 | unit/shift | 1.5 | 850 | 1275 | 102 | 17421.95 | 2903.6583 | 4 | 2 | Seal perimeter with food-safe silic
13 | 13.04 | SS double-bowl sink supply and install | No. | 6 | KIT-EQUIP-04 | EP-KIT-EQUIP | OP-01 | SUBCONTRACT | Kitchen sub | 1 | per No. | 1.5 | 2337 | 3505.5 | 105 | 17421.95 | 2903.6583 | 4 | 2 | Seal perimeter with food-safe silic
13 | 13.05 | Kitchen SS wall cladding 1.2mm grade 304 | m² | 280 | KIT-FIN-01 | EP-KIT-FIN | OP-02 | MATERIAL | SS sheet 1.2mm grade 304 | 1.05 | m²/m² | 36.75 | 267 | 9812.25 | 491 | 191957.025 | 685.5608 | 8 | 2 | Joints caulked; no exposed raw edge
13 | 13.05 | Kitchen SS wall cladding 1.2mm grade 304 | m² | 280 | KIT-FIN-01 | EP-KIT-FIN | OP-02 | MATERIAL | Adhesive / mechanical fixings | 1 | set/m² | 35 | 267 | 9345 | 467 | 191957.025 | 685.5608 | 8 | 2 | Joints caulked; no exposed raw edge
13 | 13.05 | Kitchen SS wall cladding 1.2mm grade 304 | m² | 280 | KIT-FIN-01 | EP-KIT-FIN | OP-02 | MANPOWER | Fitter ×2 | 2 | workers/m² | 70 | 1034 | 72380 | 8686 | 191957.025 | 685.5608 | 8 | 2 | Joints caulked; no exposed raw edge
13 | 13.05 | Kitchen SS wall cladding 1.2mm grade 304 | m² | 280 | KIT-FIN-01 | EP-KIT-FIN | OP-02 | EQUIPMENT | Nibblers + drill | 1 | unit/shift | 35 | 850 | 29750 | 2380 | 191957.025 | 685.5608 | 8 | 2 | Joints caulked; no exposed raw edge
13 | 13.05 | Kitchen SS wall cladding 1.2mm grade 304 | m² | 280 | KIT-FIN-01 | EP-KIT-FIN | OP-02 | SUBCONTRACT | Kitchen sub | 1 | per m² | 35 | 398 | 13930 | 418 | 191957.025 | 685.5608 | 8 | 2 | Joints caulked; no exposed raw edge
13 | 13.06 | Kitchen quarry tile floor anti-slip 150×150mm | m² | 185 | KIT-FIN-02 | EP-KIT-FIN | OP-02 | MATERIAL | Quarry tile 150×150 anti-slip | 1.08 | m²/m² | 22.2 | 92 | 2042.4 | 102 | 171755.0756 | 928.4058 | 9 | 4 | Fall to drain 1:80; coved skirting
13 | 13.06 | Kitchen quarry tile floor anti-slip 150×150mm | m² | 185 | KIT-FIN-02 | EP-KIT-FIN | OP-02 | MATERIAL | Cement adhesive (heavy-duty) | 8 | kg/m² | 164.4444 | 92 | 15128.8889 | 756 | 171755.0756 | 928.4058 | 9 | 4 | Fall to drain 1:80; coved skirting
13 | 13.06 | Kitchen quarry tile floor anti-slip 150×150mm | m² | 185 | KIT-FIN-02 | EP-KIT-FIN | OP-02 | MANPOWER | Tiler ×2, Labourer ×2 | 4 | workers/m² | 82.2222 | 1034 | 85017.7778 | 10202 | 171755.0756 | 928.4058 | 9 | 4 | Fall to drain 1:80; coved skirting
13 | 13.06 | Kitchen quarry tile floor anti-slip 150×150mm | m² | 185 | KIT-FIN-02 | EP-KIT-FIN | OP-02 | EQUIPMENT | Tile cutter | 1 | unit/shift | 20.5556 | 850 | 17472.2222 | 1398 | 171755.0756 | 928.4058 | 9 | 4 | Fall to drain 1:80; coved skirting
13 | 13.07 | SS extract canopy 1200×900mm supply and install | No. | 4 | KIT-EXTR-01 | EP-KIT-EXTR | OP-03 | MATERIAL | SS extract canopy (as specified) | 1 | No./No. | 4 | 6875 | 27500 | 1375 | 152813.7 | 38203.425 | 1 | 3 | 200mm clear above cooking surface;
13 | 13.07 | SS extract canopy 1200×900mm supply and install | No. | 4 | KIT-EXTR-01 | EP-KIT-EXTR | OP-03 | MATERIAL | Grease filters (sets) | 1 | set/canopy | 4 | 6875 | 27500 | 1375 | 152813.7 | 38203.425 | 1 | 3 | 200mm clear above cooking surface;
13 | 13.07 | SS extract canopy 1200×900mm supply and install | No. | 4 | KIT-EXTR-01 | EP-KIT-EXTR | OP-03 | MANPOWER | Sheet metal worker ×2, Ductwork fixer ×1 | 3 | workers/No. | 12 | 1034 | 12408 | 1489 | 152813.7 | 38203.425 | 1 | 3 | 200mm clear above cooking surface;
13 | 13.07 | SS extract canopy 1200×900mm supply and install | No. | 4 | KIT-EXTR-01 | EP-KIT-EXTR | OP-03 | EQUIPMENT | Drill + rivet gun | 1 | unit/shift | 4 | 850 | 3400 | 272 | 152813.7 | 38203.425 | 1 | 3 | 200mm clear above cooking surface;
13 | 13.07 | SS extract canopy 1200×900mm supply and install | No. | 4 | KIT-EXTR-01 | EP-KIT-EXTR | OP-03 | SUBCONTRACT | Kitchen extraction sub | 1 | per No. | 4 | 10250 | 41000 | 1230 | 152813.7 | 38203.425 | 1 | 3 | 200mm clear above cooking surface;
13 | 13.08 | Kitchen extract SS ductwork grease-rated 400×300 | m | 120 | KIT-EXTR-02 | EP-KIT-EXTR | OP-03 | MATERIAL | SS ductwork 400×300mm (grade 304) | 1.05 | m/m | 15.75 | 377 | 5937.75 | 297 | 108901.325 | 907.511 | 8 | 3 | Graded to drain grease; separate fr
13 | 13.08 | Kitchen extract SS ductwork grease-rated 400×300 | m | 120 | KIT-EXTR-02 | EP-KIT-EXTR | OP-03 | MATERIAL | Flanged joints + fire-rated sealant | 0.5 | No./m | 7.5 | 377 | 2827.5 | 141 | 108901.325 | 907.511 | 8 | 3 | Graded to drain grease; separate fr
13 | 13.08 | Kitchen extract SS ductwork grease-rated 400×300 | m | 120 | KIT-EXTR-02 | EP-KIT-EXTR | OP-03 | MANPOWER | Ductwork fixer ×2, Sheet metal worker ×1 | 3 | workers/m | 45 | 1034 | 46530 | 5584 | 108901.325 | 907.511 | 8 | 3 | Graded to drain grease; separate fr
13 | 13.08 | Kitchen extract SS ductwork grease-rated 400×300 | m | 120 | KIT-EXTR-02 | EP-KIT-EXTR | OP-03 | EQUIPMENT | Drill + rivet gun | 1 | unit/shift | 15 | 850 | 12750 | 1020 | 108901.325 | 907.511 | 8 | 3 | Graded to drain grease; separate fr
13 | 13.08 | Kitchen extract SS ductwork grease-rated 400×300 | m | 120 | KIT-EXTR-02 | EP-KIT-EXTR | OP-03 | SUBCONTRACT | Kitchen sub + ductwork sub | 1 | per m | 15 | 562 | 8430 | 253 | 108901.325 | 907.511 | 8 | 3 | Graded to drain grease; separate fr
SECTION 14 — BATHROOM WORKS — Sanitaryware, Accessories, Floor & Wall Finishes
14 | 14.01 | WC close-coupled back-to-wall supply/install | No. | 48 | BTH-SAN-01 | EP-BTH-SAN | OP-01 | MATERIAL | WC pan + cistern (as scheduled) | 1 | No./No. | 16 | 1018 | 16288 | 814 | 117374.67 | 2445.3056 | 3 | 1 | Seal base to floor with silicone; p
14 | 14.01 | WC close-coupled back-to-wall supply/install | No. | 48 | BTH-SAN-01 | EP-BTH-SAN | OP-01 | MATERIAL | WC connector + flush pipe | 1 | — | 16 | 1018 | 16288 | 814 | 117374.67 | 2445.3056 | 3 | 1 | Seal base to floor with silicone; p
14 | 14.01 | WC close-coupled back-to-wall supply/install | No. | 48 | BTH-SAN-01 | EP-BTH-SAN | OP-01 | MANPOWER | Plumber ×1 | 1 | workers/No. | 16 | 1034 | 16544 | 1985 | 117374.67 | 2445.3056 | 3 | 1 | Seal base to floor with silicone; p
14 | 14.01 | WC close-coupled back-to-wall supply/install | No. | 48 | BTH-SAN-01 | EP-BTH-SAN | OP-01 | EQUIPMENT | Spanner + drill | 1 | unit/shift | 16 | 850 | 13600 | 1088 | 117374.67 | 2445.3056 | 3 | 1 | Seal base to floor with silicone; p
14 | 14.01 | WC close-coupled back-to-wall supply/install | No. | 48 | BTH-SAN-01 | EP-BTH-SAN | OP-01 | SUBCONTRACT | Plumbing sub | 1 | per No. | 16 | 1517 | 24272 | 728 | 117374.67 | 2445.3056 | 3 | 1 | Seal base to floor with silicone; p
14 | 14.02 | Vanity washbasin counter-top supply/install | No. | 48 | BTH-SAN-02 | EP-BTH-SAN | OP-01 | MATERIAL | Washbasin (as scheduled) | 1 | No./No. | 16 | 908 | 14528 | 726 | 109247.94 | 2275.9988 | 3 | 1 | Silicon seal to vanity top; overflo
14 | 14.02 | Vanity washbasin counter-top supply/install | No. | 48 | BTH-SAN-02 | EP-BTH-SAN | OP-01 | MATERIAL | Basin mixer tap (as specified) | 1 | No./basin | 16 | 908 | 14528 | 726 | 109247.94 | 2275.9988 | 3 | 1 | Silicon seal to vanity top; overflo
14 | 14.02 | Vanity washbasin counter-top supply/install | No. | 48 | BTH-SAN-02 | EP-BTH-SAN | OP-01 | MANPOWER | Plumber ×1 | 1 | workers/No. | 16 | 1034 | 16544 | 1985 | 109247.94 | 2275.9988 | 3 | 1 | Silicon seal to vanity top; overflo
14 | 14.02 | Vanity washbasin counter-top supply/install | No. | 48 | BTH-SAN-02 | EP-BTH-SAN | OP-01 | EQUIPMENT | Spanner + drill | 1 | unit/shift | 16 | 850 | 13600 | 1088 | 109247.94 | 2275.9988 | 3 | 1 | Silicon seal to vanity top; overflo
14 | 14.02 | Vanity washbasin counter-top supply/install | No. | 48 | BTH-SAN-02 | EP-BTH-SAN | OP-01 | SUBCONTRACT | Plumbing sub | 1 | per No. | 16 | 1353 | 21648 | 649 | 109247.94 | 2275.9988 | 3 | 1 | Silicon seal to vanity top; overflo
14 | 14.03 | Bath acrylic 1700mm supply and install | No. | 12 | BTH-SAN-03 | EP-BTH-SAN | OP-01 | MATERIAL | Bathtub (as scheduled) | 1 | No./No. | 6 | 1568 | 9408 | 470 | 76901.04 | 6408.42 | 2 | 3 | Level on adjustable feet; rigid sup
14 | 14.03 | Bath acrylic 1700mm supply and install | No. | 12 | BTH-SAN-03 | EP-BTH-SAN | OP-01 | MATERIAL | Bath filler/overflow set | 1 | — | 6 | 1568 | 9408 | 470 | 76901.04 | 6408.42 | 2 | 3 | Level on adjustable feet; rigid sup
14 | 14.03 | Bath acrylic 1700mm supply and install | No. | 12 | BTH-SAN-03 | EP-BTH-SAN | OP-01 | MANPOWER | Plumber ×2, Labourer ×1 | 3 | workers/No. | 18 | 1034 | 18612 | 2233 | 76901.04 | 6408.42 | 2 | 3 | Level on adjustable feet; rigid sup
14 | 14.03 | Bath acrylic 1700mm supply and install | No. | 12 | BTH-SAN-03 | EP-BTH-SAN | OP-01 | EQUIPMENT | Hand tools | 1 | unit/shift | 6 | 850 | 5100 | 408 | 76901.04 | 6408.42 | 2 | 3 | Level on adjustable feet; rigid sup
14 | 14.03 | Bath acrylic 1700mm supply and install | No. | 12 | BTH-SAN-03 | EP-BTH-SAN | OP-01 | SUBCONTRACT | Plumbing sub | 1 | per No. | 6 | 2337 | 14022 | 421 | 76901.04 | 6408.42 | 2 | 3 | Level on adjustable feet; rigid sup
14 | 14.04 | Shower tray 900×900mm + screen supply/install | No. | 36 | BTH-SAN-04 | EP-BTH-SAN | OP-01 | MATERIAL | Shower tray + screen (as scheduled) | 1 | No./No. | 12 | 2118 | 25416 | 1271 | 157805.12 | 4383.4756 | 3 | 1.5 | Tray level; silicone all joints; sc
14 | 14.04 | Shower tray 900×900mm + screen supply/install | No. | 36 | BTH-SAN-04 | EP-BTH-SAN | OP-01 | MATERIAL | Shower mixer (thermostatic + handset) | 1 | No./shower | 12 | 2118 | 25416 | 1271 | 157805.12 | 4383.4756 | 3 | 1.5 | Tray level; silicone all joints; sc
14 | 14.04 | Shower tray 900×900mm + screen supply/install | No. | 36 | BTH-SAN-04 | EP-BTH-SAN | OP-01 | MANPOWER | Plumber ×1, Carpenter ×0.5 | 1.5 | workers/No. | 18 | 1034 | 18612 | 2233 | 157805.12 | 4383.4756 | 3 | 1.5 | Tray level; silicone all joints; sc
14 | 14.04 | Shower tray 900×900mm + screen supply/install | No. | 36 | BTH-SAN-04 | EP-BTH-SAN | OP-01 | EQUIPMENT | Hand tools + drill | 1 | unit/shift | 12 | 850 | 10200 | 816 | 157805.12 | 4383.4756 | 3 | 1.5 | Tray level; silicone all joints; sc
14 | 14.04 | Shower tray 900×900mm + screen supply/install | No. | 36 | BTH-SAN-04 | EP-BTH-SAN | OP-01 | SUBCONTRACT | Plumbing sub | 1 | per No. | 12 | 3157 | 37884 | 1137 | 157805.12 | 4383.4756 | 3 | 1.5 | Tray level; silicone all joints; sc
14 | 14.05 | Bathroom accessory set (towel rail, hooks, TP) | set | 48 | BTH-ACC-01 | EP-BTH-ACC | OP-02 | MATERIAL | Towel rail + robe hook + TP holder + soa | 1 | set/No. | 9.6 | 688 | 6604.8 | 330 | 69348.858 | 1444.7679 | 5 | 1 | Install after tiling; mark heights
14 | 14.05 | Bathroom accessory set (towel rail, hooks, TP) | set | 48 | BTH-ACC-01 | EP-BTH-ACC | OP-02 | MATERIAL | Stainless steel wall plugs and screws | 4 | No./item | 38.4 | 688 | 26419.2 | 1321 | 69348.858 | 1444.7679 | 5 | 1 | Install after tiling; mark heights
14 | 14.05 | Bathroom accessory set (towel rail, hooks, TP) | set | 48 | BTH-ACC-01 | EP-BTH-ACC | OP-02 | MANPOWER | Fitter ×1 | 1 | workers/set | 9.6 | 1034 | 9926.4 | 1191 | 69348.858 | 1444.7679 | 5 | 1 | Install after tiling; mark heights
14 | 14.05 | Bathroom accessory set (towel rail, hooks, TP) | set | 48 | BTH-ACC-01 | EP-BTH-ACC | OP-02 | EQUIPMENT | Drill + screwdriver | 1 | unit/shift | 9.6 | 850 | 8160 | 653 | 69348.858 | 1444.7679 | 5 | 1 | Install after tiling; mark heights
14 | 14.06 | Bathroom mirror 600×800mm frameless supply/fix | No. | 48 | BTH-ACC-02 | EP-BTH-ACC | OP-02 | MATERIAL | Mirror (as scheduled) | 1 | No./No. | 12 | 267 | 3204 | 160 | 53002.18 | 1104.2121 | 4 | 1 | Level; 50mm clearance below ceiling
14 | 14.06 | Bathroom mirror 600×800mm frameless supply/fix | No. | 48 | BTH-ACC-02 | EP-BTH-ACC | OP-02 | MATERIAL | Mirror adhesive or mirror screws | 4 | No./mirror | 48 | 267 | 12816 | 641 | 53002.18 | 1104.2121 | 4 | 1 | Level; 50mm clearance below ceiling
14 | 14.06 | Bathroom mirror 600×800mm frameless supply/fix | No. | 48 | BTH-ACC-02 | EP-BTH-ACC | OP-02 | MANPOWER | Fitter ×1 | 1 | workers/No. | 12 | 1034 | 12408 | 1489 | 53002.18 | 1104.2121 | 4 | 1 | Level; 50mm clearance below ceiling
14 | 14.06 | Bathroom mirror 600×800mm frameless supply/fix | No. | 48 | BTH-ACC-02 | EP-BTH-ACC | OP-02 | EQUIPMENT | Drill | 1 | unit/shift | 12 | 850 | 10200 | 816 | 53002.18 | 1104.2121 | 4 | 1 | Level; 50mm clearance below ceiling
14 | 14.07 | Bathroom floor tile porcelain non-slip 300×300 | m² | 780 | BTH-FIN-01 | EP-BTH-FIN | OP-02 | MATERIAL | Porcelain non-slip tile 300×300mm | 1.08 | m²/m² | 93.6 | 81 | 7581.6 | 379 | 549716.0287 | 704.7641 | 9 | 3 | Fall 1:80 to drain; waterproof memb
14 | 14.07 | Bathroom floor tile porcelain non-slip 300×300 | m² | 780 | BTH-FIN-01 | EP-BTH-FIN | OP-02 | MATERIAL | Adhesive (waterproof grade) | 6 | kg/m² | 520 | 81 | 42120 | 2106 | 549716.0287 | 704.7641 | 9 | 3 | Fall 1:80 to drain; waterproof memb
14 | 14.07 | Bathroom floor tile porcelain non-slip 300×300 | m² | 780 | BTH-FIN-01 | EP-BTH-FIN | OP-02 | MANPOWER | Tiler ×2, Labourer ×1 | 3 | workers/m² | 260 | 1034 | 268840 | 32261 | 549716.0287 | 704.7641 | 9 | 3 | Fall 1:80 to drain; waterproof memb
14 | 14.07 | Bathroom floor tile porcelain non-slip 300×300 | m² | 780 | BTH-FIN-01 | EP-BTH-FIN | OP-02 | EQUIPMENT | Tile cutter + wet saw | 1 | unit/shift | 86.6667 | 850 | 73666.6667 | 5893 | 549716.0287 | 704.7641 | 9 | 3 | Fall 1:80 to drain; waterproof memb
14 | 14.08 | Bathroom wall tile ceramic 200×300mm | m² | 1850 | BTH-FIN-02 | EP-BTH-FIN | OP-02 | MATERIAL | Ceramic wall tile 200×300mm | 1.08 | m²/m² | 199.8 | 70 | 13986 | 699 | 1136950.99 | 614.5681 | 10 | 3 | Plumb starter row; sealant at all i
14 | 14.08 | Bathroom wall tile ceramic 200×300mm | m² | 1850 | BTH-FIN-02 | EP-BTH-FIN | OP-02 | MATERIAL | Adhesive waterproof grade | 5 | kg/m² | 925 | 70 | 64750 | 3238 | 1136950.99 | 614.5681 | 10 | 3 | Plumb starter row; sealant at all i
14 | 14.08 | Bathroom wall tile ceramic 200×300mm | m² | 1850 | BTH-FIN-02 | EP-BTH-FIN | OP-02 | MANPOWER | Tiler ×2, Labourer ×1 | 3 | workers/m² | 555 | 1034 | 573870 | 68864 | 1136950.99 | 614.5681 | 10 | 3 | Plumb starter row; sealant at all i
14 | 14.08 | Bathroom wall tile ceramic 200×300mm | m² | 1850 | BTH-FIN-02 | EP-BTH-FIN | OP-02 | EQUIPMENT | Tile cutter | 1 | unit/shift | 185 | 850 | 157250 | 12580 | 1136950.99 | 614.5681 | 10 | 3 | Plumb starter row; sealant at all i
SECTION 15 — LIFTS & ESCALATORS — Passenger Lifts, Goods Lift, Escalator, RC Shafts
15 | 15.01 | Passenger lift 6-stop supply/install/commission | No. | 4 | LFT-ELEV-01 | EP-LFT-ELEV | OP-01 | MATERIAL | Lift unit complete (rails, car, motor, c | 1 | No./No. | 33.3333 | 101750 | 3391666.6667 | 169583 | 16371007.0333 | 4092751.7583 | 0.12 | 6 | Shaft prepared by builder; pit dime
15 | 15.01 | Passenger lift 6-stop supply/install/commission | No. | 4 | LFT-ELEV-01 | EP-LFT-ELEV | OP-01 | MATERIAL | Guide rail fixings and brackets | 1 | — | 33.3333 | 101750 | 3391666.6667 | 169583 | 16371007.0333 | 4092751.7583 | 0.12 | 6 | Shaft prepared by builder; pit dime
15 | 15.01 | Passenger lift 6-stop supply/install/commission | No. | 4 | LFT-ELEV-01 | EP-LFT-ELEV | OP-01 | MANPOWER | Lift installer team ×5, Supervisor ×1 | 6 | workers/No. | 200 | 1034 | 206800 | 24816 | 16371007.0333 | 4092751.7583 | 0.12 | 6 | Shaft prepared by builder; pit dime
15 | 15.01 | Passenger lift 6-stop supply/install/commission | No. | 4 | LFT-ELEV-01 | EP-LFT-ELEV | OP-01 | EQUIPMENT | Lifting gantry (during installation) | 1 | unit/shift | 33.3333 | 850 | 28333.3333 | 2267 | 16371007.0333 | 4092751.7583 | 0.12 | 6 | Shaft prepared by builder; pit dime
15 | 15.01 | Passenger lift 6-stop supply/install/commission | No. | 4 | LFT-ELEV-01 | EP-LFT-ELEV | OP-01 | SUBCONTRACT | Lift manufacturer sub | 1 | per No. | 33.3333 | 151700 | 5056666.6667 | 151700 | 16371007.0333 | 4092751.7583 | 0.12 | 6 | Shaft prepared by builder; pit dime
15 | 15.02 | Passenger lift 10-stop supply/install/commission | No. | 2 | LFT-ELEV-02 | EP-LFT-ELEV | OP-01 | MATERIAL | Lift unit complete (MRL or machine room | 1 | No./No. | 25 | 156750 | 3918750 | 195938 | 18814594.5 | 9407297.25 | 0.08 | 7 | Machine room dimensions confirmed b
15 | 15.02 | Passenger lift 10-stop supply/install/commission | No. | 2 | LFT-ELEV-02 | EP-LFT-ELEV | OP-01 | MATERIAL | Shaft liner panels (if required) | 1 | — | 25 | 156750 | 3918750 | 195938 | 18814594.5 | 9407297.25 | 0.08 | 7 | Machine room dimensions confirmed b
15 | 15.02 | Passenger lift 10-stop supply/install/commission | No. | 2 | LFT-ELEV-02 | EP-LFT-ELEV | OP-01 | MANPOWER | Lift installer team ×6, Supervisor ×1 | 7 | workers/No. | 175 | 1034 | 180950 | 21714 | 18814594.5 | 9407297.25 | 0.08 | 7 | Machine room dimensions confirmed b
15 | 15.02 | Passenger lift 10-stop supply/install/commission | No. | 2 | LFT-ELEV-02 | EP-LFT-ELEV | OP-01 | EQUIPMENT | Lifting gantry | 1 | unit/shift | 25 | 850 | 21250 | 1700 | 18814594.5 | 9407297.25 | 0.08 | 7 | Machine room dimensions confirmed b
15 | 15.02 | Passenger lift 10-stop supply/install/commission | No. | 2 | LFT-ELEV-02 | EP-LFT-ELEV | OP-01 | SUBCONTRACT | Lift manufacturer sub | 1 | per No. | 25 | 233700 | 5842500 | 175275 | 18814594.5 | 9407297.25 | 0.08 | 7 | Machine room dimensions confirmed b
15 | 15.03 | Goods/service lift 4-stop supply/install | No. | 2 | LFT-ELEV-03 | EP-LFT-ELEV | OP-01 | MATERIAL | Goods lift unit (1000–2000kg capacity) | 1 | No./No. | 13.3333 | 79750 | 1063333.3333 | 53167 | 5141941.5667 | 2570970.7833 | 0.15 | 5 | Load rating per brief; pallet truck
15 | 15.03 | Goods/service lift 4-stop supply/install | No. | 2 | LFT-ELEV-03 | EP-LFT-ELEV | OP-01 | MATERIAL | Stainless steel car lining | 1 | — | 13.3333 | 79750 | 1063333.3333 | 53167 | 5141941.5667 | 2570970.7833 | 0.15 | 5 | Load rating per brief; pallet truck
15 | 15.03 | Goods/service lift 4-stop supply/install | No. | 2 | LFT-ELEV-03 | EP-LFT-ELEV | OP-01 | MANPOWER | Lift installer team ×4, Supervisor ×1 | 5 | workers/No. | 66.6667 | 1034 | 68933.3333 | 8272 | 5141941.5667 | 2570970.7833 | 0.15 | 5 | Load rating per brief; pallet truck
15 | 15.03 | Goods/service lift 4-stop supply/install | No. | 2 | LFT-ELEV-03 | EP-LFT-ELEV | OP-01 | EQUIPMENT | Lifting gantry | 1 | unit/shift | 13.3333 | 850 | 11333.3333 | 907 | 5141941.5667 | 2570970.7833 | 0.15 | 5 | Load rating per brief; pallet truck
15 | 15.03 | Goods/service lift 4-stop supply/install | No. | 2 | LFT-ELEV-03 | EP-LFT-ELEV | OP-01 | SUBCONTRACT | Lift sub | 1 | per No. | 13.3333 | 118900 | 1585333.3333 | 47560 | 5141941.5667 | 2570970.7833 | 0.15 | 5 | Load rating per brief; pallet truck
15 | 15.04 | Escalator floor-to-floor supply/install/commission | No. | 2 | LFT-ESC-01 | EP-LFT-ESC | OP-02 | MATERIAL | Escalator unit (full assembly) | 1 | No./No. | 33.3333 | 211750 | 7058333.3333 | 352917 | 33851425.8333 | 16925712.9167 | 0.06 | 9 | Truss shipped in one piece; opening
15 | 15.04 | Escalator floor-to-floor supply/install/commission | No. | 2 | LFT-ESC-01 | EP-LFT-ESC | OP-02 | MATERIAL | Pit and head fixing brackets | 1 | — | 33.3333 | 211750 | 7058333.3333 | 352917 | 33851425.8333 | 16925712.9167 | 0.06 | 9 | Truss shipped in one piece; opening
15 | 15.04 | Escalator floor-to-floor supply/install/commission | No. | 2 | LFT-ESC-01 | EP-LFT-ESC | OP-02 | MANPOWER | Escalator installer ×6, Rigger ×2, Supervisor ×1 | 9 | workers/No. | 300 | 1034 | 310200 | 37224 | 33851425.8333 | 16925712.9167 | 0.06 | 9 | Truss shipped in one piece; opening
15 | 15.04 | Escalator floor-to-floor supply/install/commission | No. | 2 | LFT-ESC-01 | EP-LFT-ESC | OP-02 | EQUIPMENT | Mobile crane (installation) | 1 | unit/shift | 33.3333 | 850 | 28333.3333 | 2267 | 33851425.8333 | 16925712.9167 | 0.06 | 9 | Truss shipped in one piece; opening
15 | 15.04 | Escalator floor-to-floor supply/install/commission | No. | 2 | LFT-ESC-01 | EP-LFT-ESC | OP-02 | SUBCONTRACT | Escalator manufacturer sub | 1 | per No. | 33.3333 | 315700 | 10523333.3333 | 315700 | 33851425.8333 | 16925712.9167 | 0.06 | 9 | Truss shipped in one piece; opening
15 | 15.05 | RC lift shaft walls 200mm C35/45 per floor | m³ | 420 | LFT-SHAFT-01 | EP-LFT-SHAFT | OP-03 | MATERIAL | Ready-mix C35/45 | 1.03 | m³/m³ | 61.8 | 390 | 24102 | 1205 | 24477020.1 | 58278.6193 | 7 | 9.5 | Tolerance ±10mm plan; plumb ±5mm/fl
15 | 15.05 | RC lift shaft walls 200mm C35/45 per floor | m³ | 420 | LFT-SHAFT-01 | EP-LFT-SHAFT | OP-03 | MATERIAL | Rebar B500 | 130 | kg/m³ | 7800 | 2200 | 17160000 | 858000 | 24477020.1 | 58278.6193 | 7 | 9.5 | Tolerance ±10mm plan; plumb ±5mm/fl
15 | 15.05 | RC lift shaft walls 200mm C35/45 per floor | m³ | 420 | LFT-SHAFT-01 | EP-LFT-SHAFT | OP-03 | MANPOWER | Concretor ×3, Carpenter ×3, Ironworker ×3, Foreman | 9.5 | workers/m³ | 570 | 1034 | 589380 | 70726 | 24477020.1 | 58278.6193 | 7 | 9.5 | Tolerance ±10mm plan; plumb ±5mm/fl
15 | 15.05 | RC lift shaft walls 200mm C35/45 per floor | m³ | 420 | LFT-SHAFT-01 | EP-LFT-SHAFT | OP-03 | EQUIPMENT | Concrete pump | 1 | unit/shift | 60 | 1930 | 115800 | 9264 | 24477020.1 | 58278.6193 | 7 | 9.5 | Tolerance ±10mm plan; plumb ±5mm/fl
15 | 15.06 | Lift shaft pit waterproofing and sump | No. | 8 | LFT-SHAFT-02 | EP-LFT-SHAFT | OP-03 | MATERIAL | Crystalline WP coating | 1.5 | kg/m² | 12 | 4675 | 56100 | 2805 | 175804.2 | 21975.525 | 1 | 4 | Per pit
15 | 15.06 | Lift shaft pit waterproofing and sump | No. | 8 | LFT-SHAFT-02 | EP-LFT-SHAFT | OP-03 | MATERIAL | Sump pump unit (auto) | 1 | No./pit | 8 | 4675 | 37400 | 1870 | 175804.2 | 21975.525 | 1 | 4 | Per pit
15 | 15.06 | Lift shaft pit waterproofing and sump | No. | 8 | LFT-SHAFT-02 | EP-LFT-SHAFT | OP-03 | MANPOWER | Waterproofer ×2, Plumber ×1, Labourer ×1 | 4 | workers/No. | 32 | 1034 | 33088 | 3971 | 175804.2 | 21975.525 | 1 | 4 | Per pit
SECTION 16 — ROADS & CAR PARKING — Subgrade, Sub-base, Asphalt, Kerbs, Markings, Barriers
16 | 16.01 | Subgrade preparation compact and trim | m² | 5200 | RCP-ROAD-01 | EP-RCP-ROAD | OP-01 | MANPOWER | Grader op ×1, Roller op ×1, Labourer ×2 | 4 | workers/m² | 34.6667 | 1034 | 35845.3333 | 4301 | 62532.6 | 12.0255 | 600 | 4 | —
16 | 16.01 | Subgrade preparation compact and trim | m² | 5200 | RCP-ROAD-01 | EP-RCP-ROAD | OP-01 | EQUIPMENT | 1 | 1 | unit/shift | 8.6667 | 850 | 7366.6667 | 589 | 62532.6 | 12.0255 | 600 | 4 | —
16 | 16.02 | Sub-base Type 1 granular 200mm supply/compact | m² | 5200 | RCP-ROAD-02 | EP-RCP-ROAD | OP-01 | MATERIAL | Granular Type 1 sub-base | 0.25 | t/m² | 4.3333 | 30 | 130 | 7 | 185239.1667 | 35.6229 | 300 | 5 | Layer compaction test; CBR >30% bef
16 | 16.02 | Sub-base Type 1 granular 200mm supply/compact | m² | 5200 | RCP-ROAD-02 | EP-RCP-ROAD | OP-01 | MANPOWER | Roller op ×1, Labourer ×2, Dump truck driver ×2 | 5 | workers/m² | 86.6667 | 1034 | 89613.3333 | 10754 | 185239.1667 | 35.6229 | 300 | 5 | Layer compaction test; CBR >30% bef
16 | 16.02 | Sub-base Type 1 granular 200mm supply/compact | m² | 5200 | RCP-ROAD-02 | EP-RCP-ROAD | OP-01 | EQUIPMENT | Vibratory roller 10t | 1 | unit/shift | 17.3333 | 2200 | 38133.3333 | 3051 | 185239.1667 | 35.6229 | 300 | 5 | Layer compaction test; CBR >30% bef
16 | 16.02 | Sub-base Type 1 granular 200mm supply/compact | m² | 5200 | RCP-ROAD-02 | EP-RCP-ROAD | OP-01 | SUBCONTRACT | Road contractor | 1 | per m² | 17.3333 | 45 | 780 | 23 | 185239.1667 | 35.6229 | 300 | 5 | Layer compaction test; CBR >30% bef
16 | 16.03 | DBM base course 60mm supply and lay | m² | 5200 | RCP-ROAD-03 | EP-RCP-ROAD | OP-01 | MATERIAL | DBM base course aggregate | 0.14 | t/m² | 2.912 | 40 | 116.48 | 6 | 344055.764 | 66.1646 | 250 | 7 | Laid at min 120°C; 6 roller passes;
16 | 16.03 | DBM base course 60mm supply and lay | m² | 5200 | RCP-ROAD-03 | EP-RCP-ROAD | OP-01 | MATERIAL | Bitumen tack coat (K1-40 emulsion) | 0.35 | L/m² | 7.28 | 40 | 291.2 | 15 | 344055.764 | 66.1646 | 250 | 7 | Laid at min 120°C; 6 roller passes;
16 | 16.03 | DBM base course 60mm supply and lay | m² | 5200 | RCP-ROAD-03 | EP-RCP-ROAD | OP-01 | MANPOWER | Paving gang: Op ×2, Labourer ×4, Roller op ×1 | 7 | workers/m² | 145.6 | 1034 | 150550.4 | 18066 | 344055.764 | 66.1646 | 250 | 7 | Laid at min 120°C; 6 roller passes;
16 | 16.03 | DBM base course 60mm supply and lay | m² | 5200 | RCP-ROAD-03 | EP-RCP-ROAD | OP-01 | EQUIPMENT | Asphalt paver (wheeled) | 1 | unit/shift | 20.8 | 4200 | 87360 | 6989 | 344055.764 | 66.1646 | 250 | 7 | Laid at min 120°C; 6 roller passes;
16 | 16.03 | DBM base course 60mm supply and lay | m² | 5200 | RCP-ROAD-03 | EP-RCP-ROAD | OP-01 | SUBCONTRACT | Road contractor | 1 | per m² | 20.8 | 59 | 1227.2 | 37 | 344055.764 | 66.1646 | 250 | 7 | Laid at min 120°C; 6 roller passes;
16 | 16.04 | Wearing course asphalt AC14 40mm supply and lay | m² | 5200 | RCP-ROAD-04 | EP-RCP-ROAD | OP-01 | MATERIAL | Asphalt surface course AC14 | 0.092 | t/m² | 1.9136 | 48 | 91.8528 | 5 | 344462.6806 | 66.2428 | 250 | 7 | Crossfall 2.5%; temperature 120–160
16 | 16.04 | Wearing course asphalt AC14 40mm supply and lay | m² | 5200 | RCP-ROAD-04 | EP-RCP-ROAD | OP-01 | MATERIAL | Tack coat bitumen emulsion | 0.35 | L/m² | 7.28 | 48 | 349.44 | 17 | 344462.6806 | 66.2428 | 250 | 7 | Crossfall 2.5%; temperature 120–160
16 | 16.04 | Wearing course asphalt AC14 40mm supply and lay | m² | 5200 | RCP-ROAD-04 | EP-RCP-ROAD | OP-01 | MANPOWER | Paving gang: Op ×2, Labourer ×4, Roller op ×1 | 7 | workers/m² | 145.6 | 1034 | 150550.4 | 18066 | 344462.6806 | 66.2428 | 250 | 7 | Crossfall 2.5%; temperature 120–160
16 | 16.04 | Wearing course asphalt AC14 40mm supply and lay | m² | 5200 | RCP-ROAD-04 | EP-RCP-ROAD | OP-01 | EQUIPMENT | Asphalt paver | 1 | unit/shift | 20.8 | 4200 | 87360 | 6989 | 344462.6806 | 66.2428 | 250 | 7 | Crossfall 2.5%; temperature 120–160
16 | 16.04 | Wearing course asphalt AC14 40mm supply and lay | m² | 5200 | RCP-ROAD-04 | EP-RCP-ROAD | OP-01 | SUBCONTRACT | Road contractor | 1 | per m² | 20.8 | 72 | 1497.6 | 45 | 344462.6806 | 66.2428 | 250 | 7 | Crossfall 2.5%; temperature 120–160
16 | 16.05 | Precast concrete kerb Type A supply and install | lin.m | 680 | RCP-ROAD-05 | EP-RCP-ROAD | OP-01 | MATERIAL | Precast kerb 125×255mm | 1.05 | lin.m/lin.m | 28.56 | 52 | 1485.12 | 74 | 198335.384 | 291.6697 | 25 | 4 | Haunching both sides; set to line a
16 | 16.05 | Precast concrete kerb Type A supply and install | lin.m | 680 | RCP-ROAD-05 | EP-RCP-ROAD | OP-01 | MATERIAL | Haunching concrete C20 | 0.025 | m³/lin.m | 0.68 | 52 | 35.36 | 2 | 198335.384 | 291.6697 | 25 | 4 | Haunching both sides; set to line a
16 | 16.05 | Precast concrete kerb Type A supply and install | lin.m | 680 | RCP-ROAD-05 | EP-RCP-ROAD | OP-01 | MANPOWER | Mason ×2, Labourer ×2 | 4 | workers/lin.m | 108.8 | 1034 | 112499.2 | 13500 | 198335.384 | 291.6697 | 25 | 4 | Haunching both sides; set to line a
16 | 16.05 | Precast concrete kerb Type A supply and install | lin.m | 680 | RCP-ROAD-05 | EP-RCP-ROAD | OP-01 | EQUIPMENT | Compactor + hand tools | 1 | unit/shift | 27.2 | 850 | 23120 | 1850 | 198335.384 | 291.6697 | 25 | 4 | Haunching both sides; set to line a
16 | 16.06 | Road marking thermoplastic white/yellow lines | lin.m | 2400 | RCP-MARK-01 | EP-RCP-MARK | OP-02 | MATERIAL | Thermoplastic compound (2mm dry film) | 0.003 | kg/lin.m | 0.036 | 15 | 0.54 | 0 | 50823.136 | 21.1763 | 200 | 2 | Surface dry and clean; weather >10°
16 | 16.06 | Road marking thermoplastic white/yellow lines | lin.m | 2400 | RCP-MARK-01 | EP-RCP-MARK | OP-02 | MATERIAL | Glass beads (retro-reflective) | 0.001 | kg/lin.m | 0.012 | 15 | 0.18 | 0 | 50823.136 | 21.1763 | 200 | 2 | Surface dry and clean; weather >10°
16 | 16.06 | Road marking thermoplastic white/yellow lines | lin.m | 2400 | RCP-MARK-01 | EP-RCP-MARK | OP-02 | MANPOWER | Marking op ×2 | 2 | workers/lin.m | 24 | 1034 | 24816 | 2978 | 50823.136 | 21.1763 | 200 | 2 | Surface dry and clean; weather >10°
16 | 16.06 | Road marking thermoplastic white/yellow lines | lin.m | 2400 | RCP-MARK-01 | EP-RCP-MARK | OP-02 | EQUIPMENT | Screed machine (thermoplastic) | 1 | unit/shift | 12 | 850 | 10200 | 816 | 50823.136 | 21.1763 | 200 | 2 | Surface dry and clean; weather >10°
16 | 16.06 | Road marking thermoplastic white/yellow lines | lin.m | 2400 | RCP-MARK-01 | EP-RCP-MARK | OP-02 | SUBCONTRACT | Road marking sub | 1 | per lin.m | 12 | 23 | 276 | 8 | 50823.136 | 21.1763 | 200 | 2 | Surface dry and clean; weather >10°
16 | 16.07 | Car parking bay marking 5×2.5m | bay | 185 | RCP-PARK-01 | EP-RCP-PARK | OP-03 | MATERIAL | Thermoplastic line compound | 0.15 | kg/bay | 0.69375 | 102 | 70.7625 | 4 | 21129.2412 | 114.2121 | 40 | 2 | Dimensions per local authority stan
16 | 16.07 | Car parking bay marking 5×2.5m | bay | 185 | RCP-PARK-01 | EP-RCP-PARK | OP-03 | MATERIAL | Bay number stencil + paint | 1 | — | 4.625 | 102 | 471.75 | 24 | 21129.2412 | 114.2121 | 40 | 2 | Dimensions per local authority stan
16 | 16.07 | Car parking bay marking 5×2.5m | bay | 185 | RCP-PARK-01 | EP-RCP-PARK | OP-03 | MANPOWER | Marking op ×2 | 2 | workers/bay | 9.25 | 1034 | 9564.5 | 1148 | 21129.2412 | 114.2121 | 40 | 2 | Dimensions per local authority stan
16 | 16.07 | Car parking bay marking 5×2.5m | bay | 185 | RCP-PARK-01 | EP-RCP-PARK | OP-03 | EQUIPMENT | Spray machine | 1 | unit/shift | 4.625 | 850 | 3931.25 | 315 | 21129.2412 | 114.2121 | 40 | 2 | Dimensions per local authority stan
16 | 16.07 | Car parking bay marking 5×2.5m | bay | 185 | RCP-PARK-01 | EP-RCP-PARK | OP-03 | SUBCONTRACT | Road marking sub | 1 | per bay | 4.625 | 152 | 703 | 21 | 21129.2412 | 114.2121 | 40 | 2 | Dimensions per local authority stan
16 | 16.08 | Wheel stop rubber 1800mm supply and fix | No. | 185 | RCP-PARK-02 | EP-RCP-PARK | OP-03 | MATERIAL | Rubber wheel stop 1800×150×100mm | 1 | No./No. | 9.25 | 157 | 1452.25 | 73 | 48801.675 | 263.7928 | 20 | 2 | 600mm from wall; reflective yellow
16 | 16.08 | Wheel stop rubber 1800mm supply and fix | No. | 185 | RCP-PARK-02 | EP-RCP-PARK | OP-03 | MATERIAL | M12 anchor bolts | 4 | No./stop | 37 | 157 | 5809 | 290 | 48801.675 | 263.7928 | 20 | 2 | 600mm from wall; reflective yellow
16 | 16.08 | Wheel stop rubber 1800mm supply and fix | No. | 185 | RCP-PARK-02 | EP-RCP-PARK | OP-03 | MANPOWER | Labourer ×2 | 2 | workers/No. | 18.5 | 1034 | 19129 | 2295 | 48801.675 | 263.7928 | 20 | 2 | 600mm from wall; reflective yellow
16 | 16.08 | Wheel stop rubber 1800mm supply and fix | No. | 185 | RCP-PARK-02 | EP-RCP-PARK | OP-03 | EQUIPMENT | Drill + hammer | 1 | unit/shift | 9.25 | 850 | 7862.5 | 629 | 48801.675 | 263.7928 | 20 | 2 | 600mm from wall; reflective yellow
16 | 16.09 | Car parking barrier boom gate supply/install/comm | No. | 4 | RCP-PARK-03 | EP-RCP-PARK | OP-03 | MATERIAL | Boom gate unit (auto, 4m arm) | 1 | No./No. | 8 | 12100 | 96800 | 4840 | 527276.1 | 131819.025 | 0.5 | 5 | Power 230V; 24V DC backup; UPS for
16 | 16.09 | Car parking barrier boom gate supply/install/comm | No. | 4 | RCP-PARK-03 | EP-RCP-PARK | OP-03 | MATERIAL | Control loop detector + detector card | 1 | — | 8 | 12100 | 96800 | 4840 | 527276.1 | 131819.025 | 0.5 | 5 | Power 230V; 24V DC backup; UPS for
16 | 16.09 | Car parking barrier boom gate supply/install/comm | No. | 4 | RCP-PARK-03 | EP-RCP-PARK | OP-03 | MANPOWER | Electrician ×2, Installer ×2, Labourer ×1 | 5 | workers/No. | 40 | 1034 | 41360 | 4963 | 527276.1 | 131819.025 | 0.5 | 5 | Power 230V; 24V DC backup; UPS for
16 | 16.09 | Car parking barrier boom gate supply/install/comm | No. | 4 | RCP-PARK-03 | EP-RCP-PARK | OP-03 | EQUIPMENT | Concrete foundation | 1 | unit/shift | 8 | 850 | 6800 | 544 | 527276.1 | 131819.025 | 0.5 | 5 | Power 230V; 24V DC backup; UPS for
16 | 16.09 | Car parking barrier boom gate supply/install/comm | No. | 4 | RCP-PARK-03 | EP-RCP-PARK | OP-03 | SUBCONTRACT | Barrier sub | 1 | per No. | 8 | 18040 | 144320 | 4330 | 527276.1 | 131819.025 | 0.5 | 5 | Power 230V; 24V DC backup; UPS for
SECTION 17 — LANDSCAPING — Soil, Planting, Irrigation, Hard Landscaping, Features
17 | 17.01 | Topsoil supply spread and grade to levels | m³ | 1200 | LSC-SOIL-01 | EP-LSC-SOIL | OP-01 | MATERIAL | Imported screened topsoil | 1 | m³/m³ | 34.2857 | 47 | 1611.4286 | 81 | 255356.9043 | 212.7974 | 35 | 4.5 | Grade to ±50mm tolerance; avoid sat
17 | 17.01 | Topsoil supply spread and grade to levels | m³ | 1200 | LSC-SOIL-01 | EP-LSC-SOIL | OP-01 | MATERIAL | Soil conditioner / compost | 0.05 | m³/m³ | 1.7143 | 47 | 80.5714 | 4 | 255356.9043 | 212.7974 | 35 | 4.5 | Grade to ±50mm tolerance; avoid sat
17 | 17.01 | Topsoil supply spread and grade to levels | m³ | 1200 | LSC-SOIL-01 | EP-LSC-SOIL | OP-01 | MANPOWER | Labourer ×4, Excavator op ×0.5 | 4.5 | workers/m³ | 154.2857 | 1034 | 159531.4286 | 19144 | 255356.9043 | 212.7974 | 35 | 4.5 | Grade to ±50mm tolerance; avoid sat
17 | 17.01 | Topsoil supply spread and grade to levels | m³ | 1200 | LSC-SOIL-01 | EP-LSC-SOIL | OP-01 | EQUIPMENT | Mini excavator 5t | 0.5 | unit/shift | 17.1429 | 980 | 16800 | 1344 | 255356.9043 | 212.7974 | 35 | 4.5 | Grade to ±50mm tolerance; avoid sat
17 | 17.01 | Topsoil supply spread and grade to levels | m³ | 1200 | LSC-SOIL-01 | EP-LSC-SOIL | OP-01 | SUBCONTRACT | Landscaping sub | 1 | per m³ | 34.2857 | 70 | 2400 | 72 | 255356.9043 | 212.7974 | 35 | 4.5 | Grade to ±50mm tolerance; avoid sat
17 | 17.02 | Subsoil drainage 100mm perforated UPVC pipe | lin.m | 850 | LSC-SOIL-02 | EP-LSC-SOIL | OP-01 | MATERIAL | Perforated UPVC pipe 100mm | 1.05 | m/m | 49.5833 | 69 | 3421.25 | 171 | 274450.1397 | 322.8825 | 18 | 3 | Min fall 1:100; connect to surface
17 | 17.02 | Subsoil drainage 100mm perforated UPVC pipe | lin.m | 850 | LSC-SOIL-02 | EP-LSC-SOIL | OP-01 | MATERIAL | Pea gravel surround | 0.04 | m³/m | 1.8889 | 69 | 130.3333 | 7 | 274450.1397 | 322.8825 | 18 | 3 | Min fall 1:100; connect to surface
17 | 17.02 | Subsoil drainage 100mm perforated UPVC pipe | lin.m | 850 | LSC-SOIL-02 | EP-LSC-SOIL | OP-01 | MANPOWER | Labourer ×3 | 3 | workers/lin.m | 141.6667 | 1034 | 146483.3333 | 17578 | 274450.1397 | 322.8825 | 18 | 3 | Min fall 1:100; connect to surface
17 | 17.02 | Subsoil drainage 100mm perforated UPVC pipe | lin.m | 850 | LSC-SOIL-02 | EP-LSC-SOIL | OP-01 | EQUIPMENT | Trenching machine | 1 | unit/shift | 47.2222 | 850 | 40138.8889 | 3211 | 274450.1397 | 322.8825 | 18 | 3 | Min fall 1:100; connect to surface
17 | 17.02 | Subsoil drainage 100mm perforated UPVC pipe | lin.m | 850 | LSC-SOIL-02 | EP-LSC-SOIL | OP-01 | SUBCONTRACT | Landscaping sub | 1 | per lin.m | 47.2222 | 102 | 4816.6667 | 145 | 274450.1397 | 322.8825 | 18 | 3 | Min fall 1:100; connect to surface
17 | 17.03 | Supply and plant trees 2.5-3.5m height B&B | No. | 45 | LSC-PLANT-01 | EP-LSC-PLANT | OP-02 | MATERIAL | Tree (balled and burlap) | 1 | No./No. | 11.25 | 1018 | 11452.5 | 573 | 98375.7875 | 2186.1286 | 4 | 3 | Pit 3× root ball; stake 2 years; 50
17 | 17.03 | Supply and plant trees 2.5-3.5m height B&B | No. | 45 | LSC-PLANT-01 | EP-LSC-PLANT | OP-02 | MATERIAL | Planting backfill mix (50% topsoil+compo | 0.3 | m³/tree | 3.375 | 1018 | 3435.75 | 172 | 98375.7875 | 2186.1286 | 4 | 3 | Pit 3× root ball; stake 2 years; 50
17 | 17.03 | Supply and plant trees 2.5-3.5m height B&B | No. | 45 | LSC-PLANT-01 | EP-LSC-PLANT | OP-02 | MANPOWER | Horticulturalist ×1, Labourer ×2 | 3 | workers/No. | 33.75 | 1034 | 34897.5 | 4188 | 98375.7875 | 2186.1286 | 4 | 3 | Pit 3× root ball; stake 2 years; 50
17 | 17.03 | Supply and plant trees 2.5-3.5m height B&B | No. | 45 | LSC-PLANT-01 | EP-LSC-PLANT | OP-02 | EQUIPMENT | Mini excavator (pit dig) | 0.5 | unit/shift | 5.625 | 850 | 4781.25 | 383 | 98375.7875 | 2186.1286 | 4 | 3 | Pit 3× root ball; stake 2 years; 50
17 | 17.03 | Supply and plant trees 2.5-3.5m height B&B | No. | 45 | LSC-PLANT-01 | EP-LSC-PLANT | OP-02 | SUBCONTRACT | Landscaping specialist | 1 | per No. | 11.25 | 1517 | 17066.25 | 512 | 98375.7875 | 2186.1286 | 4 | 3 | Pit 3× root ball; stake 2 years; 50
17 | 17.04 | Supply and plant shrubs groundcover mass | No. | 380 | LSC-PLANT-02 | EP-LSC-PLANT | OP-02 | MATERIAL | Shrubs 5-litre pot | 1 | No./No. | 12.6667 | 102 | 1292 | 65 | 93536.5075 | 246.1487 | 30 | 4 | Spacing per plan; mulch 75mm over b
17 | 17.04 | Supply and plant shrubs groundcover mass | No. | 380 | LSC-PLANT-02 | EP-LSC-PLANT | OP-02 | MATERIAL | Planting soil mix | 0.005 | m³/plant | 0.063333 | 102 | 6.46 | 0 | 93536.5075 | 246.1487 | 30 | 4 | Spacing per plan; mulch 75mm over b
17 | 17.04 | Supply and plant shrubs groundcover mass | No. | 380 | LSC-PLANT-02 | EP-LSC-PLANT | OP-02 | MANPOWER | Horticulturalist ×2, Labourer ×2 | 4 | workers/No. | 50.6667 | 1034 | 52389.3333 | 6287 | 93536.5075 | 246.1487 | 30 | 4 | Spacing per plan; mulch 75mm over b
17 | 17.04 | Supply and plant shrubs groundcover mass | No. | 380 | LSC-PLANT-02 | EP-LSC-PLANT | OP-02 | EQUIPMENT | Hand tools | 1 | unit/shift | 12.6667 | 850 | 10766.6667 | 861 | 93536.5075 | 246.1487 | 30 | 4 | Spacing per plan; mulch 75mm over b
17 | 17.04 | Supply and plant shrubs groundcover mass | No. | 380 | LSC-PLANT-02 | EP-LSC-PLANT | OP-02 | SUBCONTRACT | Landscaping specialist | 1 | per No. | 12.6667 | 152 | 1925.3333 | 58 | 93536.5075 | 246.1487 | 30 | 4 | Spacing per plan; mulch 75mm over b
17 | 17.05 | Grass turfing supply lay and roll Bermuda/Zoysia | m² | 3800 | LSC-PLANT-03 | EP-LSC-PLANT | OP-02 | MATERIAL | Turf rolls (Bermuda or Zoysia) | 1.05 | m²/m² | 33.25 | 29 | 964.25 | 48 | 249598.8679 | 65.6839 | 120 | 4.5 | Lay on moist prepared soil; butt jo
17 | 17.05 | Grass turfing supply lay and roll Bermuda/Zoysia | m² | 3800 | LSC-PLANT-03 | EP-LSC-PLANT | OP-02 | MATERIAL | Pre-seeding fertiliser | 0.025 | kg/m² | 0.79167 | 29 | 22.9583 | 1 | 249598.8679 | 65.6839 | 120 | 4.5 | Lay on moist prepared soil; butt jo
17 | 17.05 | Grass turfing supply lay and roll Bermuda/Zoysia | m² | 3800 | LSC-PLANT-03 | EP-LSC-PLANT | OP-02 | MANPOWER | Labourer ×4, Roller op ×0.5 | 4.5 | workers/m² | 142.5 | 1034 | 147345 | 17681 | 249598.8679 | 65.6839 | 120 | 4.5 | Lay on moist prepared soil; butt jo
17 | 17.05 | Grass turfing supply lay and roll Bermuda/Zoysia | m² | 3800 | LSC-PLANT-03 | EP-LSC-PLANT | OP-02 | EQUIPMENT | Roller | 1 | unit/shift | 31.6667 | 850 | 26916.6667 | 2153 | 249598.8679 | 65.6839 | 120 | 4.5 | Lay on moist prepared soil; butt jo
17 | 17.05 | Grass turfing supply lay and roll Bermuda/Zoysia | m² | 3800 | LSC-PLANT-03 | EP-LSC-PLANT | OP-02 | SUBCONTRACT | Turfing sub | 1 | per m² | 31.6667 | 43 | 1361.6667 | 41 | 249598.8679 | 65.6839 | 120 | 4.5 | Lay on moist prepared soil; butt jo
17 | 17.06 | Grass seeding supply seed and roll | m² | 1800 | LSC-PLANT-04 | EP-LSC-PLANT | OP-02 | MATERIAL | Grass seed mix (rye/fescue/bermuda) | 0.035 | kg/m² | 0.35 | 15 | 5.25 | 0 | 77853.8575 | 43.2521 | 180 | 4.5 | Irrigate daily for 4 weeks; oversee
17 | 17.06 | Grass seeding supply seed and roll | m² | 1800 | LSC-PLANT-04 | EP-LSC-PLANT | OP-02 | MATERIAL | Starter fertiliser | 0.02 | kg/m² | 0.2 | 15 | 3 | 0 | 77853.8575 | 43.2521 | 180 | 4.5 | Irrigate daily for 4 weeks; oversee
17 | 17.06 | Grass seeding supply seed and roll | m² | 1800 | LSC-PLANT-04 | EP-LSC-PLANT | OP-02 | MANPOWER | Labourer ×4, Roller op ×0.5 | 4.5 | workers/m² | 45 | 1034 | 46530 | 5584 | 77853.8575 | 43.2521 | 180 | 4.5 | Irrigate daily for 4 weeks; oversee
17 | 17.06 | Grass seeding supply seed and roll | m² | 1800 | LSC-PLANT-04 | EP-LSC-PLANT | OP-02 | EQUIPMENT | Seed spreader | 1 | unit/shift | 10 | 850 | 8500 | 680 | 77853.8575 | 43.2521 | 180 | 4.5 | Irrigate daily for 4 weeks; oversee
17 | 17.07 | Drip irrigation system planting beds | m² | 2800 | LSC-IRR-01 | EP-LSC-IRR | OP-03 | MATERIAL | Drip line (16mm) with emitters | 1.1 | m/m² | 51.3333 | 37 | 1899.3333 | 95 | 268565.63 | 95.9163 | 60 | 3 | Emitter spacing 300–600mm; test all
17 | 17.07 | Drip irrigation system planting beds | m² | 2800 | LSC-IRR-01 | EP-LSC-IRR | OP-03 | MATERIAL | Pressure regulator | 1 | No./zone | 46.6667 | 37 | 1726.6667 | 86 | 268565.63 | 95.9163 | 60 | 3 | Emitter spacing 300–600mm; test all
17 | 17.07 | Drip irrigation system planting beds | m² | 2800 | LSC-IRR-01 | EP-LSC-IRR | OP-03 | MANPOWER | Irrigation tech ×2, Labourer ×1 | 3 | workers/m² | 140 | 1034 | 144760 | 17371 | 268565.63 | 95.9163 | 60 | 3 | Emitter spacing 300–600mm; test all
17 | 17.07 | Drip irrigation system planting beds | m² | 2800 | LSC-IRR-01 | EP-LSC-IRR | OP-03 | EQUIPMENT | Trenching tool | 1 | unit/shift | 46.6667 | 850 | 39666.6667 | 3173 | 268565.63 | 95.9163 | 60 | 3 | Emitter spacing 300–600mm; test all
17 | 17.07 | Drip irrigation system planting beds | m² | 2800 | LSC-IRR-01 | EP-LSC-IRR | OP-03 | SUBCONTRACT | Irrigation sub | 1 | per m² | 46.6667 | 56 | 2613.3333 | 78 | 268565.63 | 95.9163 | 60 | 3 | Emitter spacing 300–600mm; test all
17 | 17.08 | Pop-up sprinkler system lawn areas | m² | 3800 | LSC-IRR-02 | EP-LSC-IRR | OP-03 | MATERIAL | Pop-up sprinkler heads (12m radius) | 1 | No./100m² | 47.5 | 30 | 1425 | 71 | 339671.025 | 89.3871 | 80 | 4 | Overlap coverage 50%; pressure 2.5–
17 | 17.08 | Pop-up sprinkler system lawn areas | m² | 3800 | LSC-IRR-02 | EP-LSC-IRR | OP-03 | MATERIAL | UPVC main pipe 50mm | 0.08 | m/m² | 3.8 | 30 | 114 | 6 | 339671.025 | 89.3871 | 80 | 4 | Overlap coverage 50%; pressure 2.5–
17 | 17.08 | Pop-up sprinkler system lawn areas | m² | 3800 | LSC-IRR-02 | EP-LSC-IRR | OP-03 | MANPOWER | Irrigation tech ×2, Labourer ×2 | 4 | workers/m² | 190 | 1034 | 196460 | 23575 | 339671.025 | 89.3871 | 80 | 4 | Overlap coverage 50%; pressure 2.5–
17 | 17.08 | Pop-up sprinkler system lawn areas | m² | 3800 | LSC-IRR-02 | EP-LSC-IRR | OP-03 | EQUIPMENT | Trenching machine | 1 | unit/shift | 47.5 | 850 | 40375 | 3230 | 339671.025 | 89.3871 | 80 | 4 | Overlap coverage 50%; pressure 2.5–
17 | 17.08 | Pop-up sprinkler system lawn areas | m² | 3800 | LSC-IRR-02 | EP-LSC-IRR | OP-03 | SUBCONTRACT | Irrigation sub | 1 | per m² | 47.5 | 45 | 2137.5 | 64 | 339671.025 | 89.3871 | 80 | 4 | Overlap coverage 50%; pressure 2.5–
17 | 17.09 | Concrete block paving 80mm pedestrian | m² | 2200 | LSC-HARD-01 | EP-LSC-HARD | OP-04 | MATERIAL | Concrete block paver 200×100×80mm | 50 | No./m² | 5500 | 76 | 418000 | 20900 | 1656963.666 | 753.1653 | 20 | 6 | Fall min 1.5%; compact after laying
17 | 17.09 | Concrete block paving 80mm pedestrian | m² | 2200 | LSC-HARD-01 | EP-LSC-HARD | OP-04 | MATERIAL | Bedding sharp sand 50mm | 0.055 | m³/m² | 6.05 | 76 | 459.8 | 23 | 1656963.666 | 753.1653 | 20 | 6 | Fall min 1.5%; compact after laying
17 | 17.09 | Concrete block paving 80mm pedestrian | m² | 2200 | LSC-HARD-01 | EP-LSC-HARD | OP-04 | MANPOWER | Paving layer ×3, Labourer ×3 | 6 | workers/m² | 660 | 1034 | 682440 | 81893 | 1656963.666 | 753.1653 | 20 | 6 | Fall min 1.5%; compact after laying
17 | 17.09 | Concrete block paving 80mm pedestrian | m² | 2200 | LSC-HARD-01 | EP-LSC-HARD | OP-04 | EQUIPMENT | Plate compactor | 1 | unit/shift | 110 | 850 | 93500 | 7480 | 1656963.666 | 753.1653 | 20 | 6 | Fall min 1.5%; compact after laying
17 | 17.10 | Natural stone paving sandstone/granite 600×600×30 | m² | 680 | LSC-HARD-02 | EP-LSC-HARD | OP-04 | MATERIAL | Natural stone paving tile 600×600×30mm | 1.05 | m²/m² | 71.4 | 267 | 19063.8 | 953 | 541481.4926 | 796.2963 | 10 | 4 | Seal all stone after laying; sample
17 | 17.10 | Natural stone paving sandstone/granite 600×600×30 | m² | 680 | LSC-HARD-02 | EP-LSC-HARD | OP-04 | MATERIAL | Cement mortar bed 1:3 (50mm) | 0.055 | m³/m² | 3.74 | 267 | 998.58 | 50 | 541481.4926 | 796.2963 | 10 | 4 | Seal all stone after laying; sample
17 | 17.10 | Natural stone paving sandstone/granite 600×600×30 | m² | 680 | LSC-HARD-02 | EP-LSC-HARD | OP-04 | MANPOWER | Paving layer ×2, Labourer ×2 | 4 | workers/m² | 272 | 1034 | 281248 | 33750 | 541481.4926 | 796.2963 | 10 | 4 | Seal all stone after laying; sample
17 | 17.10 | Natural stone paving sandstone/granite 600×600×30 | m² | 680 | LSC-HARD-02 | EP-LSC-HARD | OP-04 | EQUIPMENT | Wet saw | 1 | unit/shift | 68 | 850 | 57800 | 4624 | 541481.4926 | 796.2963 | 10 | 4 | Seal all stone after laying; sample
17 | 17.10 | Natural stone paving sandstone/granite 600×600×30 | m² | 680 | LSC-HARD-02 | EP-LSC-HARD | OP-04 | SUBCONTRACT | Stone paving sub | 1 | per m² | 68 | 398 | 27064 | 812 | 541481.4926 | 796.2963 | 10 | 4 | Seal all stone after laying; sample
17 | 17.11 | Timber decking hardwood/composite 140×22mm | m² | 480 | LSC-HARD-03 | EP-LSC-HARD | OP-04 | MATERIAL | Decking board 140×22mm (treated hardwood | 1.08 | m/m² (running | 34.56 | 202 | 6981.12 | 349 | 213381.7424 | 444.5453 | 15 | 3 | Gap 5–8mm between boards; end-seal
17 | 17.11 | Timber decking hardwood/composite 140×22mm | m² | 480 | LSC-HARD-03 | EP-LSC-HARD | OP-04 | MATERIAL | Steel joist frame 100×50mm | 1.5 | m/m² | 48 | 202 | 9696 | 485 | 213381.7424 | 444.5453 | 15 | 3 | Gap 5–8mm between boards; end-seal
17 | 17.11 | Timber decking hardwood/composite 140×22mm | m² | 480 | LSC-HARD-03 | EP-LSC-HARD | OP-04 | MANPOWER | Carpenter ×2, Labourer ×1 | 3 | workers/m² | 96 | 1034 | 99264 | 11912 | 213381.7424 | 444.5453 | 15 | 3 | Gap 5–8mm between boards; end-seal
17 | 17.11 | Timber decking hardwood/composite 140×22mm | m² | 480 | LSC-HARD-03 | EP-LSC-HARD | OP-04 | EQUIPMENT | Circular saw + drill | 1 | unit/shift | 32 | 850 | 27200 | 2176 | 213381.7424 | 444.5453 | 15 | 3 | Gap 5–8mm between boards; end-seal
17 | 17.11 | Timber decking hardwood/composite 140×22mm | m² | 480 | LSC-HARD-03 | EP-LSC-HARD | OP-04 | SUBCONTRACT | Decking sub | 1 | per m² | 32 | 302 | 9664 | 290 | 213381.7424 | 444.5453 | 15 | 3 | Gap 5–8mm between boards; end-seal
17 | 17.12 | Precast concrete garden wall 500mm high | lin.m | 280 | LSC-FEAT-01 | EP-LSC-FEAT | OP-05 | MATERIAL | Precast coping stones or blockwork | 1.05 | lin.m/lin.m | 36.75 | 157 | 5769.75 | 288 | 254514.5722 | 908.9806 | 8 | 4 | Foundation: 300mm wide × 200mm deep
17 | 17.12 | Precast concrete garden wall 500mm high | lin.m | 280 | LSC-FEAT-01 | EP-LSC-FEAT | OP-05 | MATERIAL | Cement mortar 1:3 | 0.015 | m³/lin.m | 0.525 | 157 | 82.425 | 4 | 254514.5722 | 908.9806 | 8 | 4 | Foundation: 300mm wide × 200mm deep
17 | 17.12 | Precast concrete garden wall 500mm high | lin.m | 280 | LSC-FEAT-01 | EP-LSC-FEAT | OP-05 | MANPOWER | Mason ×2, Labourer ×2 | 4 | workers/lin.m | 140 | 1034 | 144760 | 17371 | 254514.5722 | 908.9806 | 8 | 4 | Foundation: 300mm wide × 200mm deep
17 | 17.12 | Precast concrete garden wall 500mm high | lin.m | 280 | LSC-FEAT-01 | EP-LSC-FEAT | OP-05 | EQUIPMENT | Mixer | 1 | unit/shift | 35 | 850 | 29750 | 2380 | 254514.5722 | 908.9806 | 8 | 4 | Foundation: 300mm wide × 200mm deep
SECTION 18 — INDIRECT / PRELIMINARIES — Site, Safety, QC Testing
18 | 18.01 | Site establishment offices welfare fencing monthly | month | 26 | IND-SITE-01 | EP-IND-SITE | OP-01 | MATERIAL | Office modular unit (rental) | 1 | No./month | 26 | 37400 | 972400 | 48620 | 2657660 | 102217.6923 | 1 | 2 | Norm rate: AED 35,000–55,000/month
18 | 18.01 | Site establishment offices welfare fencing monthly | month | 26 | IND-SITE-01 | EP-IND-SITE | OP-01 | MATERIAL | Furniture and fittings (lump amortised) | 1 | — | 26 | 37400 | 972400 | 48620 | 2657660 | 102217.6923 | 1 | 2 | Norm rate: AED 35,000–55,000/month
18 | 18.01 | Site establishment offices welfare fencing monthly | month | 26 | IND-SITE-01 | EP-IND-SITE | OP-01 | MANPOWER | PM ×1, Site admin ×1 (per month) | 2 | workers/month | 52 | 1034 | 53768 | 6452 | 2657660 | 102217.6923 | 1 | 2 | Norm rate: AED 35,000–55,000/month
18 | 18.01 | Site establishment offices welfare fencing monthly | month | 26 | IND-SITE-01 | EP-IND-SITE | OP-01 | EQUIPMENT | Generator connection | 1 | unit/shift | 26 | 850 | 22100 | 1768 | 2657660 | 102217.6923 | 1 | 2 | Norm rate: AED 35,000–55,000/month
18 | 18.02 | Site hoarding and perimeter fencing | lin.m | 480 | IND-SITE-02 | EP-IND-SITE | OP-01 | MATERIAL | Steel hoarding panel (purchase or hire) | 1.05 | lin.m/lin.m | 8.4 | 103 | 865.2 | 43 | 58801.5 | 122.5031 | 60 | 4 | Standard rate AED 180–220/lin.m sup
18 | 18.02 | Site hoarding and perimeter fencing | lin.m | 480 | IND-SITE-02 | EP-IND-SITE | OP-01 | MATERIAL | Post and fixings | 2 | No./lin.m | 16 | 103 | 1648 | 82 | 58801.5 | 122.5031 | 60 | 4 | Standard rate AED 180–220/lin.m sup
18 | 18.02 | Site hoarding and perimeter fencing | lin.m | 480 | IND-SITE-02 | EP-IND-SITE | OP-01 | MANPOWER | Carpenter ×2, Labourer ×2 | 4 | workers/lin.m | 32 | 1034 | 33088 | 3971 | 58801.5 | 122.5031 | 60 | 4 | Standard rate AED 180–220/lin.m sup
18 | 18.02 | Site hoarding and perimeter fencing | lin.m | 480 | IND-SITE-02 | EP-IND-SITE | OP-01 | EQUIPMENT | Hand tools | 1 | unit/shift | 8 | 850 | 6800 | 544 | 58801.5 | 122.5031 | 60 | 4 | Standard rate AED 180–220/lin.m sup
18 | 18.03 | Temporary power connection cabling distribution | lump | 1 | IND-SITE-03 | EP-IND-SITE | OP-01 | MATERIAL | Temporary cabling 70mm² | 100 | m/site | 100 | 46750 | 4675000 | 233750 | 6353885 | 6353885 | 1 | 3 | Norm: AED 20,000–40,000/month depen
18 | 18.03 | Temporary power connection cabling distribution | lump | 1 | IND-SITE-03 | EP-IND-SITE | OP-01 | MATERIAL | Distribution board temporary | 2 | No./site | 2 | 46750 | 93500 | 4675 | 6353885 | 6353885 | 1 | 3 | Norm: AED 20,000–40,000/month depen
18 | 18.03 | Temporary power connection cabling distribution | lump | 1 | IND-SITE-03 | EP-IND-SITE | OP-01 | MANPOWER | Electrician ×2 (connection), Labourer ×1 | 3 | workers/lump | 3 | 1034 | 3102 | 372 | 6353885 | 6353885 | 1 | 3 | Norm: AED 20,000–40,000/month depen
18 | 18.03 | Temporary power connection cabling distribution | lump | 1 | IND-SITE-03 | EP-IND-SITE | OP-01 | EQUIPMENT | Generator (if no mains) | 1 | unit/shift | 1 | 850 | 850 | 68 | 6353885 | 6353885 | 1 | 3 | Norm: AED 20,000–40,000/month depen
18 | 18.03 | Temporary power connection cabling distribution | lump | 1 | IND-SITE-03 | EP-IND-SITE | OP-01 | SUBCONTRACT | Electrical sub | 1 | per lump | 1 | 69700 | 69700 | 2091 | 6353885 | 6353885 | 1 | 3 | Norm: AED 20,000–40,000/month depen
18 | 18.04 | Site safety programme staffing and equipment monthly | month | 24 | IND-SAF-01 | EP-IND-SAF | OP-02 | MATERIAL | PPE stock per worker (initial issue) | 1 | set/worker | 24 | 17600 | 422400 | 21120 | 1205825 | 50242.7083 | 1 | 2 | Norm: 0.10–0.25% of direct works fo
18 | 18.04 | Site safety programme staffing and equipment monthly | month | 24 | IND-SAF-01 | EP-IND-SAF | OP-02 | MATERIAL | Safety signage and barriers (monthly rep | 1 | — | 24 | 17600 | 422400 | 21120 | 1205825 | 50242.7083 | 1 | 2 | Norm: 0.10–0.25% of direct works fo
18 | 18.04 | Site safety programme staffing and equipment monthly | month | 24 | IND-SAF-01 | EP-IND-SAF | OP-02 | MANPOWER | HSE Manager ×1, HSE Officer ×1 (per month) | 2 | workers/month | 48 | 1034 | 49632 | 5956 | 1205825 | 50242.7083 | 1 | 2 | Norm: 0.10–0.25% of direct works fo
18 | 18.04 | Site safety programme staffing and equipment monthly | month | 24 | IND-SAF-01 | EP-IND-SAF | OP-02 | EQUIPMENT | First aid kit and emergency equipment | 1 | unit/shift | 24 | 850 | 20400 | 1632 | 1205825 | 50242.7083 | 1 | 2 | Norm: 0.10–0.25% of direct works fo
18 | 18.05 | Concrete cube testing per set of 3 cubes | set | 280 | IND-QC-01 | EP-IND-QC | OP-03 | MATERIAL | Cube moulds (hire or purchase) | 3 | No./set | 840 | 267 | 224280 | 11214 | 1262596.25 | 4509.2723 | 1 | 1 | Norm: 1 set per 40–60 m³ poured; sp
18 | 18.05 | Concrete cube testing per set of 3 cubes | set | 280 | IND-QC-01 | EP-IND-QC | OP-03 | MATERIAL | Lab testing fees | 1 | — | 280 | 267 | 74760 | 3738 | 1262596.25 | 4509.2723 | 1 | 1 | Norm: 1 set per 40–60 m³ poured; sp
18 | 18.05 | Concrete cube testing per set of 3 cubes | set | 280 | IND-QC-01 | EP-IND-QC | OP-03 | MANPOWER | Lab technician (from approved lab) | 1 | workers/set | 280 | 1034 | 289520 | 34742 | 1262596.25 | 4509.2723 | 1 | 1 | Norm: 1 set per 40–60 m³ poured; sp
18 | 18.05 | Concrete cube testing per set of 3 cubes | set | 280 | IND-QC-01 | EP-IND-QC | OP-03 | EQUIPMENT | Curing tank | 1 | unit/shift | 280 | 850 | 238000 | 19040 | 1262596.25 | 4509.2723 | 1 | 1 | Norm: 1 set per 40–60 m³ poured; sp
18 | 18.05 | Concrete cube testing per set of 3 cubes | set | 280 | IND-QC-01 | EP-IND-QC | OP-03 | SUBCONTRACT | Testing lab | 1 | per set | 280 | 398 | 111440 | 3343 | 1262596.25 | 4509.2723 | 1 | 1 | Norm: 1 set per 40–60 m³ poured; sp
18 | 18.06 | Soil compaction test DCP/nuclear densometer | test | 180 | IND-QC-02 | EP-IND-QC | OP-03 | MATERIAL | Test consumables | 1 | — | 180 | 157 | 28260 | 1413 | 558438.75 | 3102.4375 | 1 | 1 | Norm: 1 test per 500 m² compacted l
18 | 18.06 | Soil compaction test DCP/nuclear densometer | test | 180 | IND-QC-02 | EP-IND-QC | OP-03 | MANPOWER | Lab technician ×1 | 1 | workers/test | 180 | 1034 | 186120 | 22334 | 558438.75 | 3102.4375 | 1 | 1 | Norm: 1 test per 500 m² compacted l
18 | 18.06 | Soil compaction test DCP/nuclear densometer | test | 180 | IND-QC-02 | EP-IND-QC | OP-03 | EQUIPMENT | Nuclear densometer or DCP | 1 | unit/shift | 180 | 850 | 153000 | 12240 | 558438.75 | 3102.4375 | 1 | 1 | Norm: 1 test per 500 m² compacted l
18 | 18.06 | Soil compaction test DCP/nuclear densometer | test | 180 | IND-QC-02 | EP-IND-QC | OP-03 | SUBCONTRACT | Testing lab | 1 | per test | 180 | 234 | 42120 | 1264 | 558438.75 | 3102.4375 | 1 | 1 | Norm: 1 test per 500 m² compacted l
18 | 18.07 | NDT weld testing ultrasonic UT per weld | weld | 85 | IND-QC-03 | EP-IND-QC | OP-03 | MATERIAL | NDT consumables / couplant | 1 | — | 85 | 377 | 32045 | 1602 | 324146.25 | 3813.4853 | 1 | 1 | Norm: 10–20% of welds for structura
18 | 18.07 | NDT weld testing ultrasonic UT per weld | weld | 85 | IND-QC-03 | EP-IND-QC | OP-03 | MANPOWER | NDT technician ×1 | 1 | workers/weld | 85 | 1034 | 87890 | 10547 | 324146.25 | 3813.4853 | 1 | 1 | Norm: 10–20% of welds for structura
18 | 18.07 | NDT weld testing ultrasonic UT per weld | weld | 85 | IND-QC-03 | EP-IND-QC | OP-03 | EQUIPMENT | UT or MPI equipment | 1 | unit/shift | 85 | 850 | 72250 | 5780 | 324146.25 | 3813.4853 | 1 | 1 | Norm: 10–20% of welds for structura
18 | 18.07 | NDT weld testing ultrasonic UT per weld | weld | 85 | IND-QC-03 | EP-IND-QC | OP-03 | SUBCONTRACT | NDT specialist | 1 | per weld | 85 | 562 | 47770 | 1433 | 324146.25 | 3813.4853 | 1 | 1 | Norm: 10–20% of welds for structura
TOTAL RESOURCE COST (sum of all resource build-up rows) | [15 empty] | 570561266.711
[15 empty] | 226710283.479 | 19077.55

## 9_HISTORICAL_DATA
HISTORICAL ACTUAL PROGRESS, EARNED QUANTITY & EARNED VALUE — Oct-2025 to Sep-2026 ¦ AI HACKATHON DATASET
173 BCCs × 12 months = 2076 rows ¦ Aug-2026 (Period 11) and Sep-2026 (Period 12) anchored exactly to 8_PROGRESS_EV ¦ AI-Driven Cost Forecasting & Budget Variance Detection
IDENTIFIERS & CLASSIFICATION | [7 empty] | BUDGET PARAMETERS |  |  |  |  | PLAN (Scheduled) |  |  | ACTUALS (Measured) | [5 empty] | EVM METRICS & VARIANCE | [6 empty] | RESOURCE COST SPLIT |  |  |  | ALERTS & SIGNALS |  |  | AI / ML FEATURES
Row_ID | Period_ID | Month_Year | BCC_ID | WBS_Code | Zone_Area | Discipline | Package_Code | BAC_AED | Budget_Qty | Unit | Direct_Unit_Cost_AED | Margin_Pct | Plan_Pct_Complete | Planned_Qty_Period | PV_AED | Actual_Pct_Complete | Earned_Qty_Period | Earned_Qty_Cumul | EV_AED | AC_AED_Period | AC_AED_Cumulative | CV_AED | SV_AED | CPI | SPI | EAC_AED | VAC_AED | Pct_Budget_Consumed | AC_Material_AED | AC_Manpower_AED | AC_Equipment_AED | AC_Subcontract_AED | Alert_Level | Variance_Pct | Risk_Flag | Rolling_3M_CPI | EAC_vs_BAC_Ratio
1 | 1 | Oct-2025 | BCC-CIV-DEMO-101 | 1.01 | BASEMENT | Civil / Earthworks | EP-CIV-DEMO | 104930 | 500 | m² | 209.86 | 22 | 0 | 0 | 0 | 0 | 0 | 0 | 0 | 0 | 0 | 0 | 0 | - | - | 104930 | 0 | 0 | 0 | 0 | 0 | 0 | NOT STARTED | 0 | Low | - | 1
2 | 2 | Nov-2025 | BCC-CIV-DEMO-101 | 1.01 | BASEMENT | Civil / Earthworks | EP-CIV-DEMO | 104930 | 500 | m² | 209.86 | 22 | 2 | 9.9963 | 2099 | 2 | 9.9963 | 9.9963 | 2099 | 2152 | 2152 | -53 | 0 | 0.9754 | 1 | 107576 | -2646 | 2.05 | 661 | 542 | 950 | 0 | GREEN | 2.61 | Low | 0.9746 | 1.0261
3 | 3 | Dec-2025 | BCC-CIV-DEMO-101 | 1.01 | BASEMENT | Civil / Earthworks | EP-CIV-DEMO | 104930 | 500 | m² | 209.86 | 22 | 6.15 | 30.7666 | 6453 | 6.15 | 30.7666 | 30.7666 | 6453 | 6633 | 6633 | -180 | 0 | 0.9729 | 1 | 107853 | -2923 | 6.32 | 1932 | 1647 | 3054 | 0 | GREEN | 2.73 | Low | 0.9734 | 1.0273
4 | 4 | Jan-2026 | BCC-CIV-DEMO-101 | 1.01 | BASEMENT | Civil / Earthworks | EP-CIV-DEMO | 104930 | 500 | m² | 209.86 | 22 | 14.16 | 70.7946 | 14858 | 14.16 | 70.7946 | 70.7946 | 14858 | 15278 | 15278 | -420 | 0 | 0.9725 | 1 | 107897 | -2967 | 14.56 | 4829 | 3705 | 6743 | 0 | GREEN | 2.83 | Low | 0.9725 | 1.0283
5 | 5 | Feb-2026 | BCC-CIV-DEMO-101 | 1.01 | BASEMENT | Civil / Earthworks | EP-CIV-DEMO | 104930 | 500 | m² | 209.86 | 22 | 27.57 | 137.8362 | 28929 | 27.57 | 137.8362 | 137.8362 | 28929 | 29775 | 29775 | -846 | 0 | 0.9716 | 1 | 107997 | -3067 | 28.38 | 9000 | 7253 | 13522 | 0 | GREEN | 2.93 | Low | 0.9715 | 1.0293
6 | 6 | Mar-2026 | BCC-CIV-DEMO-101 | 1.01 | BASEMENT | Civil / Earthworks | EP-CIV-DEMO | 104930 | 500 | m² | 209.86 | 22 | 45.5 | 227.5 | 47743 | 45.5 | 227.5 | 227.5 | 47743 | 49195 | 49195 | -1452 | 0 | 0.9705 | 1 | 108120 | -3190 | 46.88 | 15238 | 12154 | 21804 | 0 | GREEN | 3.04 | Low | 0.9705 | 1.0304
7 | 7 | Apr-2026 | BCC-CIV-DEMO-101 | 1.01 | BASEMENT | Civil / Earthworks | EP-CIV-DEMO | 104930 | 500 | m² | 209.86 | 22 | 63.43 | 317.1638 | 66557 | 63.43 | 317.1638 | 317.1638 | 66557 | 68655 | 68655 | -2098 | 0 | 0.9694 | 1 | 108239 | -3309 | 65.43 | 21476 | 16703 | 30476 | 0 | GREEN | 3.15 | Low | 0.9695 | 1.0315
8 | 8 | May-2026 | BCC-CIV-DEMO-101 | 1.01 | BASEMENT | Civil / Earthworks | EP-CIV-DEMO | 104930 | 500 | m² | 209.86 | 22 | 76.84 | 384.2054 | 80628 | 76.84 | 384.2054 | 384.2054 | 80628 | 83253 | 83253 | -2625 | 0 | 0.9685 | 1 | 108345 | -3415 | 79.34 | 24758 | 20707 | 37788 | 0 | GREEN | 3.25 | Low | 0.9685 | 1.0325
9 | 9 | Jun-2026 | BCC-CIV-DEMO-101 | 1.01 | BASEMENT | Civil / Earthworks | EP-CIV-DEMO | 104930 | 500 | m² | 209.86 | 22 | 84.85 | 424.2334 | 89033 | 84.85 | 424.2334 | 424.2334 | 89033 | 92021 | 92021 | -2988 | 0 | 0.9675 | 1 | 108452 | -3522 | 87.7 | 26264 | 23415 | 42343 | 0 | GREEN | 3.36 | Low | 0.9675 | 1.0336
10 | 10 | Jul-2026 | BCC-CIV-DEMO-101 | 1.01 | BASEMENT | Civil / Earthworks | EP-CIV-DEMO | 104930 | 500 | m² | 209.86 | 22 | 89 | 445.0037 | 93387 | 89 | 445.0037 | 445.0037 | 93387 | 96627 | 96627 | -3240 | 0 | 0.9665 | 1 | 108570 | -3640 | 92.09 | 28984 | 24730 | 42913 | 0 | GREEN | 3.47 | Low | 0.9665 | 1.0347
11 | 11 | Aug-2026 | BCC-CIV-DEMO-101 | 1.01 | BASEMENT | Civil / Earthworks | EP-CIV-DEMO | 104930 | 500 | m² | 209.86 | 22 | 91 | 455 | 95486 | 91 | 455 | 455 | 95486 | 98136 | 98136 | -2650 | 0 | 0.973 | 1 | 107842 | -2912 | 93.53 | 29404 | 24795 | 43938 | 0 | GREEN | 2.77 | Low | 0.973 | 1.0278
12 | 12 | Sep-2026 | BCC-CIV-DEMO-101 | 1.01 | BASEMENT | Civil / Earthworks | EP-CIV-DEMO | 104930 | 500 | m² | 209.86 | 22 | 100 | 500 | 104930 | 100 | 500 | 500 | 104930 | 107919 | 107919 | -2989 | 0 | 0.9723 | 1 | 107919 | -2989 | 102.85 | 33203 | 27405 | 47311 | 0 | CLOSED | 2.85 | None | 0.9723 | 1.0285
13 | 1 | Oct-2025 | BCC-CIV-DEMO-102 | 1.02 | BASEMENT | Civil / Earthworks | EP-CIV-DEMO | 91555 | 80 | m³ | 1144.44 | 22 | 0 | 0 | 0 | 0 | 0 | 0 | 0 | 0 | 0 | 0 | 0 | - | - | 91555 | 0 | 0 | 0 | 0 | 0 | 0 | NOT STARTED | 0 | Low | - | 1
14 | 2 | Nov-2025 | BCC-CIV-DEMO-102 | 1.02 | BASEMENT | Civil / Earthworks | EP-CIV-DEMO | 91555 | 80 | m³ | 1144.44 | 22 | 1.74 | 1.3885 | 1593 | 1.74 | 1.3885 | 1.3885 | 1593 | 1613 | 1613 | -20 | 0 | 0.9876 | 1 | 92705 | -1150 | 1.76 | 511 | 392 | 710 | 0 | GREEN | 1.5 | Low | 0.9852 | 1.015
15 | 3 | Dec-2025 | BCC-CIV-DEMO-102 | 1.02 | BASEMENT | Civil / Earthworks | EP-CIV-DEMO | 91555 | 80 | m³ | 1144.44 | 22 | 5.34 | 4.2735 | 4889 | 5.34 | 4.2735 | 4.2735 | 4889 | 4968 | 4968 | -79 | 0 | 0.9841 | 1 | 93034 | -1479 | 5.43 | 1532 | 1217 | 2220 | 0 | GREEN | 1.58 | Low | 0.9844 | 1.0159
16 | 4 | Jan-2026 | BCC-CIV-DEMO-102 | 1.02 | BASEMENT | Civil / Earthworks | EP-CIV-DEMO | 91555 | 80 | m³ | 1144.44 | 22 | 12.29 | 9.8334 | 11252 | 12.29 | 9.8334 | 9.8334 | 11252 | 11444 | 11444 | -192 | 0 | 0.9832 | 1 | 93119 | -1564 | 12.5 | 3333 | 2908 | 5202 | 0 | GREEN | 1.69 | Low | 0.9834 | 1.0169
17 | 5 | Feb-2026 | BCC-CIV-DEMO-102 | 1.02 | BASEMENT | Civil / Earthworks | EP-CIV-DEMO | 91555 | 80 | m³ | 1144.44 | 22 | 23.93 | 19.1456 | 21909 | 23.93 | 19.1456 | 19.1456 | 21909 | 22304 | 22304 | -395 | 0 | 0.9823 | 1 | 93205 | -1650 | 24.36 | 7074 | 5473 | 9757 | 0 | GREEN | 1.79 | Low | 0.9824 | 1.0179
18 | 6 | Mar-2026 | BCC-CIV-DEMO-102 | 1.02 | BASEMENT | Civil / Earthworks | EP-CIV-DEMO | 91555 | 80 | m³ | 1144.44 | 22 | 39.5 | 31.6 | 36164 | 39.5 | 31.6 | 31.6 | 36164 | 36851 | 36851 | -687 | 0 | 0.9814 | 1 | 93292 | -1737 | 40.25 | 10780 | 9021 | 17050 | 0 | GREEN | 1.9 | Low | 0.9814 | 1.019
19 | 7 | Apr-2026 | BCC-CIV-DEMO-102 | 1.02 | BASEMENT | Civil / Earthworks | EP-CIV-DEMO | 91555 | 80 | m³ | 1144.44 | 22 | 55.07 | 44.0544 | 50419 | 55.07 | 44.0544 | 44.0544 | 50419 | 51427 | 51427 | -1008 | 0 | 0.9804 | 1 | 93385 | -1830 | 56.17 | 15495 | 12661 | 23271 | 0 | GREEN | 2 | Low | 0.9804 | 1.02
20 | 8 | May-2026 | BCC-CIV-DEMO-102 | 1.02 | BASEMENT | Civil / Earthworks | EP-CIV-DEMO | 91555 | 80 | m³ | 1144.44 | 22 | 66.71 | 53.3666 | 61076 | 66.71 | 53.3666 | 53.3666 | 61076 | 62361 | 62361 | -1285 | 0 | 0.9794 | 1 | 93481 | -1926 | 68.11 | 18142 | 15829 | 28390 | 0 | GREEN | 2.1 | Low | 0.9794 | 1.0211
21 | 9 | Jun-2026 | BCC-CIV-DEMO-102 | 1.02 | BASEMENT | Civil / Earthworks | EP-CIV-DEMO | 91555 | 80 | m³ | 1144.44 | 22 | 73.66 | 58.9265 | 67439 | 73.66 | 58.9265 | 58.9265 | 67439 | 68928 | 68928 | -1489 | 0 | 0.9784 | 1 | 93576 | -2021 | 75.29 | 20845 | 16841 | 31241 | 0 | GREEN | 2.21 | Low | 0.9784 | 1.0221
22 | 10 | Jul-2026 | BCC-CIV-DEMO-102 | 1.02 | BASEMENT | Civil / Earthworks | EP-CIV-DEMO | 91555 | 80 | m³ | 1144.44 | 22 | 77.26 | 61.8115 | 70735 | 77.26 | 61.8115 | 61.8115 | 70735 | 72377 | 72377 | -1642 | 0 | 0.9773 | 1 | 93681 | -2126 | 79.05 | 21111 | 17948 | 33318 | 0 | GREEN | 2.31 | Low | 0.9774 | 1.0231
23 | 11 | Aug-2026 | BCC-CIV-DEMO-102 | 1.02 | BASEMENT | Civil / Earthworks | EP-CIV-DEMO | 91555 | 80 | m³ | 1144.44 | 22 | 98 | 63.2 | 89724 | 79 | 63.2 | 63.2 | 72328 | 75035 | 75035 | -2707 | -17396 | 0.9639 | 0.8061 | 94982 | -3427 | 81.96 | 23622 | 18249 | 33164 | 0 | GREEN | 3.75 | Low | 0.9639 | 1.0374
24 | 12 | Sep-2026 | BCC-CIV-DEMO-102 | 1.02 | BASEMENT | Civil / Earthworks | EP-CIV-DEMO | 91555 | 80 | m³ | 1144.44 | 22 | 96 | 76.8 | 87893 | 96 | 76.8 | 76.8 | 87893 | 89804 | 89804 | -1911 | 0 | 0.9787 | 1 | 93546 | -1991 | 98.09 | 26755 | 22907 | 40143 | 0 | GREEN | 2.18 | Low | 0.9787 | 1.0217
25 | 1 | Oct-2025 | BCC-CIV-DEMO-103 | 1.03 | BASEMENT | Civil / Earthworks | EP-CIV-DEMO | 61793 | 1200 | m² | 51.49 | 22 | 0 | 0 | 0 | 0 | 0 | 0 | 0 | 0 | 0 | 0 | 0 | - | - | 61793 | 0 | 0 | 0 | 0 | 0 | 0 | NOT STARTED | 0 | Low | - | 1
26 | 2 | Nov-2025 | BCC-CIV-DEMO-103 | 1.03 | BASEMENT | Civil / Earthworks | EP-CIV-DEMO | 61793 | 1200 | m² | 51.49 | 22 | 1.91 | 22.9365 | 1180 | 1.91 | 22.9365 | 22.9365 | 1180 | 1208 | 1208 | -28 | 0 | 0.9768 | 1 | 63261 | -1468 | 1.95 | 346 | 309 | 553 | 0 | GREEN | 2.34 | Low | 0.9771 | 1.0234
27 | 3 | Dec-2025 | BCC-CIV-DEMO-103 | 1.03 | BASEMENT | Civil / Earthworks | EP-CIV-DEMO | 61793 | 1200 | m² | 51.49 | 22 | 5.88 | 70.5941 | 3633 | 5.88 | 70.5941 | 70.5941 | 3633 | 3723 | 3723 | -90 | 0 | 0.9758 | 1 | 63325 | -1532 | 6.02 | 1175 | 906 | 1642 | 0 | GREEN | 2.42 | Low | 0.9764 | 1.0242
28 | 4 | Jan-2026 | BCC-CIV-DEMO-103 | 1.03 | BASEMENT | Civil / Earthworks | EP-CIV-DEMO | 61793 | 1200 | m² | 51.49 | 22 | 13.54 | 162.4385 | 8367 | 13.54 | 162.4385 | 162.4385 | 8367 | 8576 | 8576 | -209 | 0 | 0.9756 | 1 | 63338 | -1545 | 13.88 | 2595 | 2131 | 3851 | 0 | GREEN | 2.53 | Low | 0.9753 | 1.0253
29 | 5 | Feb-2026 | BCC-CIV-DEMO-103 | 1.03 | BASEMENT | Civil / Earthworks | EP-CIV-DEMO | 61793 | 1200 | m² | 51.49 | 22 | 26.36 | 316.2659 | 16289 | 26.36 | 316.2659 | 316.2659 | 16289 | 16715 | 16715 | -426 | 0 | 0.9745 | 1 | 63410 | -1617 | 27.05 | 4917 | 4222 | 7576 | 0 | GREEN | 2.63 | Low | 0.9744 | 1.0263
30 | 6 | Mar-2026 | BCC-CIV-DEMO-103 | 1.03 | BASEMENT | Civil / Earthworks | EP-CIV-DEMO | 61793 | 1200 | m² | 51.49 | 22 | 43.5 | 522 | 26880 | 43.5 | 522 | 522 | 26880 | 27615 | 27615 | -735 | 0 | 0.9734 | 1 | 63482 | -1689 | 44.69 | 8638 | 6709 | 12268 | 0 | GREEN | 2.73 | Low | 0.9734 | 1.0273
31 | 7 | Apr-2026 | BCC-CIV-DEMO-103 | 1.03 | BASEMENT | Civil / Earthworks | EP-CIV-DEMO | 61793 | 1200 | m² | 51.49 | 22 | 60.64 | 727.7341 | 37471 | 60.64 | 727.7341 | 727.7341 | 37471 | 38538 | 38538 | -1067 | 0 | 0.9723 | 1 | 63553 | -1760 | 62.37 | 11456 | 9808 | 17274 | 0 | GREEN | 2.84 | Low | 0.9724 | 1.0284
32 | 8 | May-2026 | BCC-CIV-DEMO-103 | 1.03 | BASEMENT | Civil / Earthworks | EP-CIV-DEMO | 61793 | 1200 | m² | 51.49 | 22 | 73.46 | 881.5615 | 45393 | 73.46 | 881.5615 | 881.5615 | 45393 | 46733 | 46733 | -1340 | 0 | 0.9713 | 1 | 63618 | -1825 | 75.63 | 13608 | 11985 | 21140 | 0 | GREEN | 2.94 | Low | 0.9714 | 1.0295
33 | 9 | Jun-2026 | BCC-CIV-DEMO-103 | 1.03 | BASEMENT | Civil / Earthworks | EP-CIV-DEMO | 61793 | 1200 | m² | 51.49 | 22 | 81.12 | 973.4059 | 50126 | 81.12 | 973.4059 | 973.4059 | 50126 | 51655 | 51655 | -1529 | 0 | 0.9704 | 1 | 63678 | -1885 | 83.59 | 16349 | 12758 | 22548 | 0 | GREEN | 3.05 | Low | 0.9704 | 1.0305
34 | 10 | Jul-2026 | BCC-CIV-DEMO-103 | 1.03 | BASEMENT | Civil / Earthworks | EP-CIV-DEMO | 61793 | 1200 | m² | 51.49 | 22 | 85.09 | 1021.0635 | 52580 | 85.09 | 1021.0635 | 1021.0635 | 52580 | 54240 | 54240 | -1660 | 0 | 0.9694 | 1 | 63744 | -1951 | 87.78 | 15945 | 13272 | 25024 | 0 | GREEN | 3.16 | Low | 0.9694 | 1.0316
35 | 11 | Aug-2026 | BCC-CIV-DEMO-103 | 1.03 | BASEMENT | Civil / Earthworks | EP-CIV-DEMO | 61793 | 1200 | m² | 51.49 | 22 | 87 | 1044 | 53760 | 87 | 1044 | 1044 | 53760 | 55078 | 55078 | -1318 | 0 | 0.9761 | 1 | 63308 | -1515 | 89.13 | 16112 | 13962 | 25004 | 0 | GREEN | 2.45 | Low | 0.9761 | 1.0245
36 | 12 | Sep-2026 | BCC-CIV-DEMO-103 | 1.03 | BASEMENT | Civil / Earthworks | EP-CIV-DEMO | 61793 | 1200 | m² | 51.49 | 22 | 100 | 1200 | 61793 | 100 | 1200 | 1200 | 61793 | 64365 | 64365 | -2572 | 0 | 0.96 | 1 | 64365 | -2572 | 104.16 | 19303 | 16328 | 28734 | 0 | CLOSED | 4.17 | None | 0.96 | 1.0416
37 | 1 | Oct-2025 | BCC-CIV-DEMO-104 | 1.04 | BASEMENT | Civil / Earthworks | EP-CIV-DEMO | 6995 | 80 | lin.m | 87.44 | 22 | 0 | 0 | 0 | 0 | 0 | 0 | 0 | 0 | 0 | 0 | 0 | - | - | 6995 | 0 | 0 | 0 | 0 | 0 | 0 | NOT STARTED | 0 | Low | - | 1.0001
38 | 2 | Nov-2025 | BCC-CIV-DEMO-104 | 1.04 | BASEMENT | Civil / Earthworks | EP-CIV-DEMO | 6995 | 80 | lin.m | 87.44 | 22 | 1.87 | 1.4939 | 131 | 1.87 | 1.4939 | 1.4939 | 131 | 135 | 135 | -4 | 0 | 0.9704 | 1 | 7208 | -213 | 1.93 | 42 | 33 | 61 | 0 | GREEN | 3.53 | Low | 0.9659 | 1.0354
39 | 3 | Dec-2025 | BCC-CIV-DEMO-104 | 1.04 | BASEMENT | Civil / Earthworks | EP-CIV-DEMO | 6995 | 80 | lin.m | 87.44 | 22 | 5.75 | 4.5981 | 402 | 5.75 | 4.5981 | 4.5981 | 402 | 416 | 416 | -14 | 0 | 0.9663 | 1 | 7239 | -244 | 5.95 | 128 | 104 | 185 | 0 | GREEN | 3.44 | Low | 0.9667 | 1.0345
40 | 4 | Jan-2026 | BCC-CIV-DEMO-104 | 1.04 | BASEMENT | Civil / Earthworks | EP-CIV-DEMO | 6995 | 80 | lin.m | 87.44 | 22 | 13.23 | 10.5803 | 925 | 13.23 | 10.5803 | 10.5803 | 925 | 958 | 958 | -33 | 0 | 0.9656 | 1 | 7244 | -249 | 13.7 | 285 | 236 | 437 | 0 | GREEN | 3.57 | Low | 0.9655 | 1.0357
41 | 5 | Feb-2026 | BCC-CIV-DEMO-104 | 1.04 | BASEMENT | Civil / Earthworks | EP-CIV-DEMO | 6995 | 80 | lin.m | 87.44 | 22 | 25.75 | 20.5997 | 1801 | 25.75 | 20.5997 | 20.5997 | 1801 | 1867 | 1867 | -66 | 0 | 0.9646 | 1 | 7252 | -257 | 26.69 | 565 | 481 | 821 | 0 | GREEN | 3.63 | Low | 0.965 | 1.0362
42 | 6 | Mar-2026 | BCC-CIV-DEMO-104 | 1.04 | BASEMENT | Civil / Earthworks | EP-CIV-DEMO | 6995 | 80 | lin.m | 87.44 | 22 | 42.5 | 34 | 2973 | 42.5 | 34 | 34 | 2973 | 3084 | 3084 | -111 | 0 | 0.964 | 1 | 7256 | -261 | 44.09 | 929 | 789 | 1366 | 0 | GREEN | 3.76 | Low | 0.9638 | 1.0376
43 | 7 | Apr-2026 | BCC-CIV-DEMO-104 | 1.04 | BASEMENT | Civil / Earthworks | EP-CIV-DEMO | 6995 | 80 | lin.m | 87.44 | 22 | 59.25 | 47.4003 | 4145 | 59.25 | 47.4003 | 47.4003 | 4145 | 4304 | 4304 | -159 | 0 | 0.9631 | 1 | 7263 | -268 | 61.53 | 1238 | 1089 | 1978 | 0 | GREEN | 3.86 | Low | 0.9628 | 1.0387
44 | 8 | May-2026 | BCC-CIV-DEMO-104 | 1.04 | BASEMENT | Civil / Earthworks | EP-CIV-DEMO | 6995 | 80 | lin.m | 87.44 | 22 | 71.77 | 57.4197 | 5020 | 71.77 | 57.4197 | 57.4197 | 5020 | 5220 | 5220 | -200 | 0 | 0.9617 | 1 | 7274 | -279 | 74.62 | 1495 | 1311 | 2414 | 0 | GREEN | 3.97 | Low | 0.9618 | 1.0396
45 | 9 | Jun-2026 | BCC-CIV-DEMO-104 | 1.04 | BASEMENT | Civil / Earthworks | EP-CIV-DEMO | 6995 | 80 | lin.m | 87.44 | 22 | 79.25 | 63.4019 | 5544 | 79.25 | 63.4019 | 63.4019 | 5544 | 5770 | 5770 | -226 | 0 | 0.9608 | 1 | 7280 | -285 | 82.49 | 1674 | 1446 | 2650 | 0 | GREEN | 4.08 | Low | 0.9608 | 1.0407
46 | 10 | Jul-2026 | BCC-CIV-DEMO-104 | 1.04 | BASEMENT | Civil / Earthworks | EP-CIV-DEMO | 6995 | 80 | lin.m | 87.44 | 22 | 83.13 | 66.5061 | 5815 | 83.13 | 66.5061 | 66.5061 | 5815 | 6059 | 6059 | -244 | 0 | 0.9597 | 1 | 7289 | -294 | 86.62 | 1855 | 1508 | 2695 | 0 | GREEN | 4.19 | Low | 0.9598 | 1.042
47 | 11 | Aug-2026 | BCC-CIV-DEMO-104 | 1.04 | BASEMENT | Civil / Earthworks | EP-CIV-DEMO | 6995 | 80 | lin.m | 87.44 | 22 | 85 | 68 | 5946 | 85 | 68 | 68 | 5946 | 6097 | 6097 | -151 | 0 | 0.9752 | 1 | 7173 | -178 | 87.16 | 1775 | 1524 | 2798 | 0 | GREEN | 2.55 | Low | 0.9751 | 1.0255
48 | 12 | Sep-2026 | BCC-CIV-DEMO-104 | 1.04 | BASEMENT | Civil / Earthworks | EP-CIV-DEMO | 6995 | 80 | lin.m | 87.44 | 22 | 93 | 74.4 | 6505 | 93 | 74.4 | 74.4 | 6505 | 6720 | 6720 | -215 | 0 | 0.968 | 1 | 7226 | -231 | 96.07 | 2048 | 1695 | 2976 | 0 | GREEN | 3.3 | Low | 0.9681 | 1.0329
49 | 1 | Oct-2025 | BCC-CIV-ERTH-105 | 1.05 | BASEMENT | Civil / Earthworks | EP-CIV-ERTH | 130497 | 5800 | m³ | 22.5 | 22 | 0 | 0 | 0 | 0 | 0 | 0 | 0 | 0 | 0 | 0 | 0 | - | - | 130497 | 0 | 0 | 0 | 0 | 0 | 0 | NOT STARTED | 0 | Low | - | 1
50 | 2 | Nov-2025 | BCC-CIV-ERTH-105 | 1.05 | BASEMENT | Civil / Earthworks | EP-CIV-ERTH | 130497 | 5800 | m³ | 22.5 | 22 | 1.78 | 103.2142 | 2323 | 1.78 | 103.2142 | 103.2142 | 2323 | 2410 | 2410 | -87 | 0 | 0.9639 | 1 | 135385 | -4888 | 1.85 | 715 | 608 | 1087 | 0 | GREEN | 3.78 | Low | 0.9636 | 1.0378
51 | 3 | Dec-2025 | BCC-CIV-ERTH-105 | 1.05 | BASEMENT | Civil / Earthworks | EP-CIV-ERTH | 130497 | 5800 | m³ | 22.5 | 22 | 5.48 | 317.6736 | 7151 | 5.48 | 317.6736 | 317.6736 | 7151 | 7425 | 7425 | -274 | 0 | 0.9631 | 1 | 135497 | -5000 | 5.69 | 2228 | 1821 | 3376 | 0 | GREEN | 3.87 | Low | 0.9627 | 1.0387
52 | 4 | Jan-2026 | BCC-CIV-ERTH-105 | 1.05 | BASEMENT | Civil / Earthworks | EP-CIV-ERTH | 130497 | 5800 | m³ | 22.5 | 22 | 12.6 | 730.9733 | 16443 | 12.6 | 730.9733 | 730.9733 | 16443 | 17102 | 17102 | -659 | 0 | 0.9615 | 1 | 135723 | -5226 | 13.11 | 5017 | 4267 | 7818 | 0 | GREEN | 3.98 | Low | 0.9617 | 1.0398
53 | 5 | Feb-2026 | BCC-CIV-ERTH-105 | 1.05 | BASEMENT | Civil / Earthworks | EP-CIV-ERTH | 130497 | 5800 | m³ | 22.5 | 22 | 24.54 | 1423.1965 | 32024 | 24.54 | 1423.1965 | 1423.1965 | 32024 | 33332 | 33332 | -1308 | 0 | 0.9608 | 1 | 135823 | -5326 | 25.54 | 10432 | 8093 | 14807 | 0 | GREEN | 4.09 | Low | 0.9607 | 1.0409
54 | 6 | Mar-2026 | BCC-CIV-ERTH-105 | 1.05 | BASEMENT | Civil / Earthworks | EP-CIV-ERTH | 130497 | 5800 | m³ | 22.5 | 22 | 40.5 | 2349 | 52851 | 40.5 | 2349 | 2349 | 52851 | 55072 | 55072 | -2221 | 0 | 0.9597 | 1 | 135979 | -5482 | 42.2 | 16412 | 14158 | 24502 | 0 | GREEN | 4.2 | Low | 0.9597 | 1.042
55 | 7 | Apr-2026 | BCC-CIV-ERTH-105 | 1.05 | BASEMENT | Civil / Earthworks | EP-CIV-ERTH | 130497 | 5800 | m³ | 22.5 | 22 | 56.46 | 3274.8035 | 73679 | 56.46 | 3274.8035 | 3274.8035 | 73679 | 76857 | 76857 | -3178 | 0 | 0.9587 | 1 | 136123 | -5626 | 58.9 | 22248 | 19392 | 35216 | 0 | GREEN | 4.31 | Low | 0.9587 | 1.0431
56 | 8 | May-2026 | BCC-CIV-ERTH-105 | 1.05 | BASEMENT | Civil / Earthworks | EP-CIV-ERTH | 130497 | 5800 | m³ | 22.5 | 22 | 68.4 | 3967.0267 | 89260 | 68.4 | 3967.0267 | 3967.0267 | 89260 | 93200 | 93200 | -3940 | 0 | 0.9577 | 1 | 136259 | -5762 | 71.42 | 28255 | 22741 | 42205 | 0 | GREEN | 4.42 | Low | 0.9577 | 1.0442
57 | 9 | Jun-2026 | BCC-CIV-ERTH-105 | 1.05 | BASEMENT | Civil / Earthworks | EP-CIV-ERTH | 130497 | 5800 | m³ | 22.5 | 22 | 75.52 | 4380.3264 | 98551 | 75.52 | 4380.3264 | 4380.3264 | 98551 | 103018 | 103018 | -4467 | 0 | 0.9566 | 1 | 136414 | -5917 | 78.94 | 29953 | 25941 | 47124 | 0 | GREEN | 4.53 | Low | 0.9567 | 1.0453
58 | 10 | Jul-2026 | BCC-CIV-ERTH-105 | 1.05 | BASEMENT | Civil / Earthworks | EP-CIV-ERTH | 130497 | 5800 | m³ | 22.5 | 22 | 79.22 | 4594.7858 | 103380 | 79.22 | 4594.7858 | 4594.7858 | 103380 | 108175 | 108175 | -4795 | 0 | 0.9557 | 1 | 136549 | -6052 | 82.89 | 31299 | 27329 | 49547 | 0 | GREEN | 4.64 | Low | 0.9557 | 1.0464
59 | 11 | Aug-2026 | BCC-CIV-ERTH-105 | 1.05 | BASEMENT | Civil / Earthworks | EP-CIV-ERTH | 130497 | 5800 | m³ | 22.5 | 22 | 81 | 4698 | 105703 | 81 | 4698 | 4698 | 105703 | 110664 | 110664 | -4961 | 0 | 0.9552 | 1 | 136621 | -6124 | 84.8 | 34462 | 27161 | 49042 | 0 | GREEN | 4.69 | Low | 0.9552 | 1.0469
60 | 12 | Sep-2026 | BCC-CIV-ERTH-105 | 1.05 | BASEMENT | Civil / Earthworks | EP-CIV-ERTH | 130497 | 5800 | m³ | 22.5 | 22 | 94 | 5452 | 122667 | 94 | 5452 | 5452 | 122667 | 125873 | 125873 | -3206 | 0 | 0.9745 | 1 | 133908 | -3411 | 96.46 | 36519 | 31739 | 57616 | 0 | GREEN | 2.62 | Low | 0.9745 | 1.0261
61 | 1 | Oct-2025 | BCC-CIV-ERTH-106 | 1.06 | BASEMENT | Civil / Earthworks | EP-CIV-ERTH | 26353 | 1200 | m³ | 21.96 | 22 | 0 | 0 | 0 | 0 | 0 | 0 | 0 | 0 | 0 | 0 | 0 | - | - | 26353 | 0 | 0 | 0 | 0 | 0 | 0 | NOT STARTED | 0 | Low | - | 1
62 | 2 | Nov-2025 | BCC-CIV-ERTH-106 | 1.06 | BASEMENT | Civil / Earthworks | EP-CIV-ERTH | 26353 | 1200 | m³ | 21.96 | 22 | 1.8 | 21.6183 | 474 | 1.8 | 21.6183 | 21.6183 | 474 | 493 | 493 | -19 | 0 | 0.9615 | 1 | 27408 | -1055 | 1.87 | 146 | 121 | 226 | 0 | GREEN | 3.89 | Low | 0.9626 | 1.0389
63 | 3 | Dec-2025 | BCC-CIV-ERTH-106 | 1.06 | BASEMENT | Civil / Earthworks | EP-CIV-ERTH | 26353 | 1200 | m³ | 21.96 | 22 | 5.54 | 66.537 | 1460 | 5.54 | 66.537 | 66.537 | 1460 | 1521 | 1521 | -61 | 0 | 0.9599 | 1 | 27454 | -1101 | 5.77 | 441 | 388 | 692 | 0 | GREEN | 4.05 | Low | 0.9611 | 1.0405
64 | 4 | Jan-2026 | BCC-CIV-ERTH-106 | 1.06 | BASEMENT | Civil / Earthworks | EP-CIV-ERTH | 26353 | 1200 | m³ | 21.96 | 22 | 12.76 | 153.103 | 3363 | 12.76 | 153.103 | 153.103 | 3363 | 3502 | 3502 | -139 | 0 | 0.9603 | 1 | 27442 | -1089 | 13.29 | 1035 | 863 | 1604 | 0 | GREEN | 4.14 | Low | 0.9602 | 1.0415
65 | 5 | Feb-2026 | BCC-CIV-ERTH-106 | 1.06 | BASEMENT | Civil / Earthworks | EP-CIV-ERTH | 26353 | 1200 | m³ | 21.96 | 22 | 24.84 | 298.0897 | 6546 | 24.84 | 298.0897 | 298.0897 | 6546 | 6824 | 6824 | -278 | 0 | 0.9593 | 1 | 27471 | -1118 | 25.89 | 2085 | 1666 | 3073 | 0 | GREEN | 4.24 | Low | 0.9593 | 1.0424
66 | 6 | Mar-2026 | BCC-CIV-ERTH-106 | 1.06 | BASEMENT | Civil / Earthworks | EP-CIV-ERTH | 26353 | 1200 | m³ | 21.96 | 22 | 41 | 492 | 10805 | 41 | 492 | 492 | 10805 | 11275 | 11275 | -470 | 0 | 0.9583 | 1 | 27500 | -1147 | 42.78 | 3417 | 2752 | 5106 | 0 | GREEN | 4.35 | Low | 0.9583 | 1.0435
67 | 7 | Apr-2026 | BCC-CIV-ERTH-106 | 1.06 | BASEMENT | Civil / Earthworks | EP-CIV-ERTH | 26353 | 1200 | m³ | 21.96 | 22 | 57.16 | 685.9103 | 15063 | 57.16 | 685.9103 | 685.9103 | 15063 | 15735 | 15735 | -672 | 0 | 0.9573 | 1 | 27529 | -1176 | 59.71 | 4649 | 4040 | 7046 | 0 | GREEN | 4.46 | Low | 0.9573 | 1.0446
68 | 8 | May-2026 | BCC-CIV-ERTH-106 | 1.06 | BASEMENT | Civil / Earthworks | EP-CIV-ERTH | 26353 | 1200 | m³ | 21.96 | 22 | 69.24 | 830.897 | 18247 | 69.24 | 830.897 | 830.897 | 18247 | 19081 | 19081 | -834 | 0 | 0.9563 | 1 | 27557 | -1204 | 72.41 | 5615 | 4761 | 8705 | 0 | GREEN | 4.57 | Low | 0.9563 | 1.0457
69 | 9 | Jun-2026 | BCC-CIV-ERTH-106 | 1.06 | BASEMENT | Civil / Earthworks | EP-CIV-ERTH | 26353 | 1200 | m³ | 21.96 | 22 | 76.46 | 917.463 | 20150 | 76.46 | 917.463 | 917.463 | 20150 | 21091 | 21091 | -941 | 0 | 0.9554 | 1 | 27584 | -1231 | 80.03 | 6347 | 5235 | 9510 | 0 | GREEN | 4.68 | Low | 0.9553 | 1.0468
70 | 10 | Jul-2026 | BCC-CIV-ERTH-106 | 1.06 | BASEMENT | Civil / Earthworks | EP-CIV-ERTH | 26353 | 1200 | m³ | 21.96 | 22 | 80.2 | 962.3817 | 21135 | 80.2 | 962.3817 | 962.3817 | 21135 | 22147 | 22147 | -1012 | 0 | 0.9543 | 1 | 27615 | -1262 | 84.04 | 6747 | 5511 | 9889 | 0 | GREEN | 4.79 | Low | 0.9543 | 1.0479
71 | 11 | Aug-2026 | BCC-CIV-ERTH-106 | 1.06 | BASEMENT | Civil / Earthworks | EP-CIV-ERTH | 26353 | 1200 | m³ | 21.96 | 22 | 99 | 984 | 26089 | 82 | 984 | 984 | 21609 | 22288 | 22288 | -679 | -4480 | 0.9695 | 0.8283 | 27181 | -828 | 84.57 | 6939 | 5446 | 9903 | 0 | GREEN | 3.15 | Low | 0.9695 | 1.0314
72 | 12 | Sep-2026 | BCC-CIV-ERTH-106 | 1.06 | BASEMENT | Civil / Earthworks | EP-CIV-ERTH | 26353 | 1200 | m³ | 21.96 | 22 | 91 | 1092 | 23981 | 91 | 1092 | 1092 | 23981 | 24915 | 24915 | -934 | 0 | 0.9625 | 1 | 27379 | -1026 | 94.54 | 7457 | 6122 | 11335 | 0 | GREEN | 3.9 | Low | 0.9625 | 1.0389
73 | 1 | Oct-2025 | BCC-CIV-ERTH-107 | 1.07 | BASEMENT | Civil / Earthworks | EP-CIV-ERTH | 72522 | 640 | m³ | 113.32 | 22 | 0 | 0 | 0 | 0 | 0 | 0 | 0 | 0 | 0 | 0 | 0 | - | - | 72522 | 0 | 0 | 0 | 0 | 0 | 0 | NOT STARTED | 0 | Low | - | 1
74 | 2 | Nov-2025 | BCC-CIV-ERTH-107 | 1.07 | BASEMENT | Civil / Earthworks | EP-CIV-ERTH | 72522 | 640 | m³ | 113.32 | 22 | 1.74 | 11.1079 | 1262 | 1.74 | 11.1079 | 11.1079 | 1262 | 1296 | 1296 | -34 | 0 | 0.9738 | 1 | 74473 | -1951 | 1.79 | 385 | 322 | 589 | 0 | GREEN | 3 | Low | 0.9709 | 1.03
75 | 3 | Dec-2025 | BCC-CIV-ERTH-107 | 1.07 | BASEMENT | Civil / Earthworks | EP-CIV-ERTH | 72522 | 640 | m³ | 113.32 | 22 | 5.34 | 34.1881 | 3873 | 5.34 | 34.1881 | 34.1881 | 3873 | 3995 | 3995 | -122 | 0 | 0.9695 | 1 | 74804 | -2282 | 5.51 | 1228 | 996 | 1771 | 0 | GREEN | 3.14 | Low | 0.9696 | 1.0314
76 | 4 | Jan-2026 | BCC-CIV-ERTH-107 | 1.07 | BASEMENT | Civil / Earthworks | EP-CIV-ERTH | 72522 | 640 | m³ | 113.32 | 22 | 12.29 | 78.6675 | 8913 | 12.29 | 78.6675 | 78.6675 | 8913 | 9203 | 9203 | -290 | 0 | 0.9685 | 1 | 74881 | -2359 | 12.69 | 2748 | 2248 | 4207 | 0 | GREEN | 3.23 | Low | 0.9687 | 1.0323
77 | 5 | Feb-2026 | BCC-CIV-ERTH-107 | 1.07 | BASEMENT | Civil / Earthworks | EP-CIV-ERTH | 72522 | 640 | m³ | 113.32 | 22 | 23.93 | 153.1648 | 17355 | 23.93 | 153.1648 | 153.1648 | 17355 | 17937 | 17937 | -582 | 0 | 0.9676 | 1 | 74951 | -2429 | 24.73 | 5531 | 4465 | 7941 | 0 | GREEN | 3.35 | Low | 0.9676 | 1.0335
78 | 6 | Mar-2026 | BCC-CIV-ERTH-107 | 1.07 | BASEMENT | Civil / Earthworks | EP-CIV-ERTH | 72522 | 640 | m³ | 113.32 | 22 | 39.5 | 252.8 | 28646 | 39.5 | 252.8 | 252.8 | 28646 | 29634 | 29634 | -988 | 0 | 0.9667 | 1 | 75021 | -2499 | 40.86 | 8814 | 7212 | 13608 | 0 | GREEN | 3.46 | Low | 0.9666 | 1.0345
79 | 7 | Apr-2026 | BCC-CIV-ERTH-107 | 1.07 | BASEMENT | Civil / Earthworks | EP-CIV-ERTH | 72522 | 640 | m³ | 113.32 | 22 | 55.07 | 352.4352 | 39938 | 55.07 | 352.4352 | 352.4352 | 39938 | 41358 | 41358 | -1420 | 0 | 0.9657 | 1 | 75099 | -2577 | 57.03 | 12087 | 10628 | 18642 | 0 | GREEN | 3.56 | Low | 0.9656 | 1.0356
80 | 8 | May-2026 | BCC-CIV-ERTH-107 | 1.07 | BASEMENT | Civil / Earthworks | EP-CIV-ERTH | 72522 | 640 | m³ | 113.32 | 22 | 66.71 | 426.9325 | 48379 | 66.71 | 426.9325 | 426.9325 | 48379 | 50152 | 50152 | -1773 | 0 | 0.9646 | 1 | 75181 | -2659 | 69.15 | 15218 | 12415 | 22519 | 0 | GREEN | 3.67 | Low | 0.9646 | 1.0367
81 | 9 | Jun-2026 | BCC-CIV-ERTH-107 | 1.07 | BASEMENT | Civil / Earthworks | EP-CIV-ERTH | 72522 | 640 | m³ | 113.32 | 22 | 73.66 | 471.4119 | 53420 | 73.66 | 471.4119 | 471.4119 | 53420 | 55434 | 55434 | -2014 | 0 | 0.9637 | 1 | 75256 | -2734 | 76.44 | 16567 | 13587 | 25281 | 0 | GREEN | 3.78 | Low | 0.9636 | 1.0378
82 | 10 | Jul-2026 | BCC-CIV-ERTH-107 | 1.07 | BASEMENT | Civil / Earthworks | EP-CIV-ERTH | 72522 | 640 | m³ | 113.32 | 22 | 77.26 | 494.4921 | 56030 | 77.26 | 494.4921 | 494.4921 | 56030 | 58209 | 58209 | -2179 | 0 | 0.9626 | 1 | 75342 | -2820 | 80.26 | 18072 | 14225 | 25911 | 0 | GREEN | 3.89 | Low | 0.9626 | 1.0388
83 | 11 | Aug-2026 | BCC-CIV-ERTH-107 | 1.07 | BASEMENT | Civil / Earthworks | EP-CIV-ERTH | 72522 | 640 | m³ | 113.32 | 22 | 79 | 505.6 | 57292 | 79 | 505.6 | 505.6 | 57292 | 58747 | 58747 | -1455 | 0 | 0.9752 | 1 | 74364 | -1842 | 81.01 | 17488 | 14892 | 26368 | 0 | GREEN | 2.54 | Low | 0.9752 | 1.0254
84 | 12 | Sep-2026 | BCC-CIV-ERTH-107 | 1.07 | BASEMENT | Civil / Earthworks | EP-CIV-ERTH | 72522 | 640 | m³ | 113.32 | 22 | 96 | 614.4 | 69621 | 96 | 614.4 | 614.4 | 69621 | 71414 | 71414 | -1793 | 0 | 0.9749 | 1 | 74390 | -1868 | 98.47 | 20345 | 18360 | 32709 | 0 | GREEN | 2.57 | Low | 0.9749 | 1.0258
85 | 1 | Oct-2025 | BCC-CIV-ERTH-108 | 1.08 | BASEMENT | Civil / Earthworks | EP-CIV-ERTH | 69501 | 1850 | m³ | 37.57 | 22 | 0 | 0 | 0 | 0 | 0 | 0 | 0 | 0 | 0 | 0 | 0 | - | - | 69501 | 0 | 0 | 0 | 0 | 0 | 0 | NOT STARTED | 0 | Low | - | 1
86 | 2 | Nov-2025 | BCC-CIV-ERTH-108 | 1.08 | BASEMENT | Civil / Earthworks | EP-CIV-ERTH | 69501 | 1850 | m³ | 37.57 | 22 | 1.91 | 35.3604 | 1327 | 1.91 | 35.3604 | 35.3604 | 1327 | 1356 | 1356 | -29 | 0 | 0.9786 | 1 | 71021 | -1520 | 1.95 | 395 | 342 | 619 | 0 | GREEN | 2.08 | Low | 0.9796 | 1.0208
87 | 3 | Dec-2025 | BCC-CIV-ERTH-108 | 1.08 | BASEMENT | Civil / Earthworks | EP-CIV-ERTH | 69501 | 1850 | m³ | 37.57 | 22 | 5.88 | 108.8326 | 4087 | 5.88 | 108.8326 | 108.8326 | 4087 | 4178 | 4178 | -91 | 0 | 0.9782 | 1 | 71050 | -1549 | 6.01 | 1283 | 1033 | 1862 | 0 | GREEN | 2.19 | Low | 0.9786 | 1.0219
88 | 4 | Jan-2026 | BCC-CIV-ERTH-108 | 1.08 | BASEMENT | Civil / Earthworks | EP-CIV-ERTH | 69501 | 1850 | m³ | 37.57 | 22 | 13.54 | 250.426 | 9410 | 13.54 | 250.426 | 250.426 | 9410 | 9623 | 9623 | -213 | 0 | 0.9779 | 1 | 71072 | -1571 | 13.85 | 3040 | 2356 | 4227 | 0 | GREEN | 2.28 | Low | 0.9777 | 1.0228
89 | 5 | Feb-2026 | BCC-CIV-ERTH-108 | 1.08 | BASEMENT | Civil / Earthworks | EP-CIV-ERTH | 69501 | 1850 | m³ | 37.57 | 22 | 26.36 | 487.5766 | 18321 | 26.36 | 487.5766 | 487.5766 | 18321 | 18755 | 18755 | -434 | 0 | 0.9769 | 1 | 71146 | -1645 | 26.99 | 5435 | 4775 | 8545 | 0 | GREEN | 2.39 | Low | 0.9767 | 1.0239
90 | 6 | Mar-2026 | BCC-CIV-ERTH-108 | 1.08 | BASEMENT | Civil / Earthworks | EP-CIV-ERTH | 69501 | 1850 | m³ | 37.57 | 22 | 43.5 | 804.75 | 30233 | 43.5 | 804.75 | 804.75 | 30233 | 30986 | 30986 | -753 | 0 | 0.9757 | 1 | 71232 | -1731 | 44.58 | 9662 | 7662 | 13662 | 0 | GREEN | 2.49 | Low | 0.9757 | 1.0249
91 | 7 | Apr-2026 | BCC-CIV-ERTH-108 | 1.08 | BASEMENT | Civil / Earthworks | EP-CIV-ERTH | 69501 | 1850 | m³ | 37.57 | 22 | 60.64 | 1121.9234 | 42146 | 60.64 | 1121.9234 | 1121.9234 | 42146 | 43242 | 43242 | -1096 | 0 | 0.9747 | 1 | 71307 | -1806 | 62.22 | 12782 | 10655 | 19805 | 0 | GREEN | 2.6 | Low | 0.9747 | 1.026
92 | 8 | May-2026 | BCC-CIV-ERTH-108 | 1.08 | BASEMENT | Civil / Earthworks | EP-CIV-ERTH | 69501 | 1850 | m³ | 37.57 | 22 | 73.46 | 1359.074 | 51056 | 73.46 | 1359.074 | 1359.074 | 51056 | 52438 | 52438 | -1382 | 0 | 0.9736 | 1 | 71384 | -1883 | 75.45 | 14910 | 13466 | 24062 | 0 | GREEN | 2.7 | Low | 0.9737 | 1.027
93 | 9 | Jun-2026 | BCC-CIV-ERTH-108 | 1.08 | BASEMENT | Civil / Earthworks | EP-CIV-ERTH | 69501 | 1850 | m³ | 37.57 | 22 | 81.12 | 1500.6674 | 56380 | 81.12 | 1500.6674 | 1500.6674 | 56380 | 57960 | 57960 | -1580 | 0 | 0.9727 | 1 | 71450 | -1949 | 83.39 | 18042 | 14591 | 25327 | 0 | GREEN | 2.81 | Low | 0.9727 | 1.0281
94 | 10 | Jul-2026 | BCC-CIV-ERTH-108 | 1.08 | BASEMENT | Civil / Earthworks | EP-CIV-ERTH | 69501 | 1850 | m³ | 37.57 | 22 | 85.09 | 1574.1396 | 59139 | 85.09 | 1574.1396 | 1574.1396 | 59139 | 60860 | 60860 | -1721 | 0 | 0.9717 | 1 | 71524 | -2023 | 87.57 | 17224 | 15515 | 28121 | 0 | GREEN | 2.91 | Low | 0.9717 | 1.0291
95 | 11 | Aug-2026 | BCC-CIV-ERTH-108 | 1.08 | BASEMENT | Civil / Earthworks | EP-CIV-ERTH | 69501 | 1850 | m³ | 37.57 | 22 | 87 | 1609.5 | 60466 | 87 | 1609.5 | 1609.5 | 60466 | 62710 | 62710 | -2244 | 0 | 0.9642 | 1 | 72081 | -2580 | 90.23 | 19120 | 15656 | 27934 | 0 | GREEN | 3.71 | Low | 0.9642 | 1.0371
96 | 12 | Sep-2026 | BCC-CIV-ERTH-108 | 1.08 | BASEMENT | Civil / Earthworks | EP-CIV-ERTH | 69501 | 1850 | m³ | 37.57 | 22 | 90 | 1665 | 62551 | 90 | 1665 | 1665 | 62551 | 64221 | 64221 | -1670 | 0 | 0.974 | 1 | 71357 | -1856 | 92.4 | 18834 | 15707 | 29680 | 0 | GREEN | 2.67 | Low | 0.974 | 1.0267
97 | 1 | Oct-2025 | BCC-CIV-ERTH-109 | 1.09 | BASEMENT | Civil / Earthworks | EP-CIV-ERTH | 28696 | 980 | m³ | 29.28 | 22 | 0 | 0 | 0 | 0 | 0 | 0 | 0 | 0 | 0 | 0 | 0 | - | - | 28696 | 0 | 0 | 0 | 0 | 0 | 0 | NOT STARTED | 0 | Low | - | 1
98 | 2 | Nov-2025 | BCC-CIV-ERTH-109 | 1.09 | BASEMENT | Civil / Earthworks | EP-CIV-ERTH | 28696 | 980 | m³ | 29.28 | 22 | 1.91 | 18.7315 | 548 | 1.91 | 18.7315 | 18.7315 | 548 | 572 | 572 | -24 | 0 | 0.958 | 1 | 29954 | -1258 | 1.99 | 178 | 142 | 252 | 0 | GREEN | 4.21 | Low | 0.9596 | 1.0421
99 | 3 | Dec-2025 | BCC-CIV-ERTH-109 | 1.09 | BASEMENT | Civil / Earthworks | EP-CIV-ERTH | 28696 | 980 | m³ | 29.28 | 22 | 5.88 | 57.6519 | 1687 | 5.88 | 57.6519 | 57.6519 | 1687 | 1761 | 1761 | -74 | 0 | 0.958 | 1 | 29954 | -1258 | 6.14 | 505 | 449 | 807 | 0 | GREEN | 4.29 | Low | 0.9589 | 1.0429
100 | 4 | Jan-2026 | BCC-CIV-ERTH-109 | 1.09 | BASEMENT | Civil / Earthworks | EP-CIV-ERTH | 28696 | 980 | m³ | 29.28 | 22 | 13.54 | 132.6581 | 3885 | 13.54 | 132.6581 | 132.6581 | 3885 | 4056 | 4056 | -171 | 0 | 0.9578 | 1 | 29960 | -1264 | 14.13 | 1195 | 1038 | 1823 | 0 | GREEN | 4.42 | Low | 0.9577 | 1.0442
101 | 5 | Feb-2026 | BCC-CIV-ERTH-109 | 1.09 | BASEMENT | Civil / Earthworks | EP-CIV-ERTH | 28696 | 980 | m³ | 29.28 | 22 | 26.36 | 258.2838 | 7564 | 26.36 | 258.2838 | 258.2838 | 7564 | 7905 | 7905 | -341 | 0 | 0.9569 | 1 | 29989 | -1293 | 27.55 | 2397 | 2025 | 3482 | 0 | GREEN | 4.52 | Low | 0.9568 | 1.0452
102 | 6 | Mar-2026 | BCC-CIV-ERTH-109 | 1.09 | BASEMENT | Civil / Earthworks | EP-CIV-ERTH | 28696 | 980 | m³ | 29.28 | 22 | 43.5 | 426.3 | 12483 | 43.5 | 426.3 | 426.3 | 12483 | 13060 | 13060 | -577 | 0 | 0.9558 | 1 | 30022 | -1326 | 45.51 | 3917 | 3318 | 5825 | 0 | GREEN | 4.62 | Low | 0.9558 | 1.0463
103 | 7 | Apr-2026 | BCC-CIV-ERTH-109 | 1.09 | BASEMENT | Civil / Earthworks | EP-CIV-ERTH | 28696 | 980 | m³ | 29.28 | 22 | 60.64 | 594.3162 | 17401 | 60.64 | 594.3162 | 594.3162 | 17401 | 18227 | 18227 | -826 | 0 | 0.9547 | 1 | 30058 | -1362 | 63.52 | 5352 | 4688 | 8188 | 0 | GREEN | 4.73 | Low | 0.9548 | 1.0474
104 | 8 | May-2026 | BCC-CIV-ERTH-109 | 1.09 | BASEMENT | Civil / Earthworks | EP-CIV-ERTH | 28696 | 980 | m³ | 29.28 | 22 | 73.46 | 719.9419 | 21080 | 73.46 | 719.9419 | 719.9419 | 21080 | 22103 | 22103 | -1023 | 0 | 0.9537 | 1 | 30088 | -1392 | 77.03 | 6890 | 5462 | 9751 | 0 | GREEN | 4.84 | Low | 0.9538 | 1.0485
105 | 9 | Jun-2026 | BCC-CIV-ERTH-109 | 1.09 | BASEMENT | Civil / Earthworks | EP-CIV-ERTH | 28696 | 980 | m³ | 29.28 | 22 | 81.12 | 794.9481 | 23278 | 81.12 | 794.9481 | 794.9481 | 23278 | 24431 | 24431 | -1153 | 0 | 0.9528 | 1 | 30117 | -1421 | 85.14 | 7605 | 6049 | 10776 | 0 | GREEN | 4.95 | Low | 0.9528 | 1.0496
106 | 10 | Jul-2026 | BCC-CIV-ERTH-109 | 1.09 | BASEMENT | Civil / Earthworks | EP-CIV-ERTH | 28696 | 980 | m³ | 29.28 | 22 | 85.09 | 833.8685 | 24417 | 85.09 | 833.8685 | 833.8685 | 24417 | 25654 | 25654 | -1237 | 0 | 0.9518 | 1 | 30149 | -1453 | 89.4 | 7388 | 6601 | 11666 | 0 | GREEN | 5.06 | Low | 0.9518 | 1.0507
107 | 11 | Aug-2026 | BCC-CIV-ERTH-109 | 1.09 | BASEMENT | Civil / Earthworks | EP-CIV-ERTH | 28696 | 980 | m³ | 29.28 | 22 | 87 | 852.6 | 24965 | 87 | 852.6 | 852.6 | 24965 | 25471 | 25471 | -506 | 0 | 0.9801 | 1 | 29277 | -581 | 88.76 | 7383 | 6369 | 11719 | 0 | GREEN | 2.02 | Low | 0.9802 | 1.0202
108 | 12 | Sep-2026 | BCC-CIV-ERTH-109 | 1.09 | BASEMENT | Civil / Earthworks | EP-CIV-ERTH | 28696 | 980 | m³ | 29.28 | 22 | 99 | 970.2 | 28409 | 99 | 970.2 | 970.2 | 28409 | 29504 | 29504 | -1095 | 0 | 0.9629 | 1 | 29802 | -1106 | 102.82 | 8672 | 7348 | 13484 | 0 | GREEN | 3.85 | Low | 0.9629 | 1.0386
109 | 1 | Oct-2025 | BCC-CIV-PILE-110 | 1.10 | BASEMENT | Civil / Earthworks | EP-CIV-PILE | 2570906 | 64 | Pile | 40170.4 | 22 | 0 | 0 | 0 | 0 | 0 | 0 | 0 | 0 | 0 | 0 | 0 | - | - | 2570906 | 0 | 0 | 0 | 0 | 0 | 0 | NOT STARTED | 0 | Low | - | 1
110 | 2 | Nov-2025 | BCC-CIV-PILE-110 | 1.10 | BASEMENT | Civil / Earthworks | EP-CIV-PILE | 2570906 | 64 | Pile | 40170.4 | 22 | 2 | 1.2795 | 51418 | 2 | 1.2795 | 1.2795 | 51418 | 52398 | 52398 | -980 | 0 | 0.9813 | 1 | 2619898 | -48992 | 2.04 | 16270 | 13215 | 22914 | 0 | GREEN | 1.95 | Low | 0.9809 | 1.0195
111 | 3 | Dec-2025 | BCC-CIV-PILE-110 | 1.10 | BASEMENT | Civil / Earthworks | EP-CIV-PILE | 2570906 | 64 | Pile | 40170.4 | 22 | 6.15 | 3.9381 | 158111 | 6.15 | 3.9381 | 3.9381 | 158111 | 161436 | 161436 | -3325 | 0 | 0.9794 | 1 | 2624980 | -54074 | 6.28 | 50032 | 39679 | 71725 | 0 | GREEN | 2.05 | Low | 0.9799 | 1.0205
112 | 4 | Jan-2026 | BCC-CIV-PILE-110 | 1.10 | BASEMENT | Civil / Earthworks | EP-CIV-PILE | 2570906 | 64 | Pile | 40170.4 | 22 | 14.16 | 9.0617 | 364040 | 14.16 | 9.0617 | 9.0617 | 364040 | 371847 | 371847 | -7807 | 0 | 0.979 | 1 | 2626051 | -55145 | 14.46 | 114832 | 92455 | 164559 | 0 | GREEN | 2.16 | Low | 0.9789 | 1.0216
113 | 5 | Feb-2026 | BCC-CIV-PILE-110 | 1.10 | BASEMENT | Civil / Earthworks | EP-CIV-PILE | 2570906 | 64 | Pile | 40170.4 | 22 | 27.57 | 17.643 | 708799 | 27.57 | 17.643 | 17.643 | 708799 | 724722 | 724722 | -15923 | 0 | 0.978 | 1 | 2628717 | -57811 | 28.19 | 220255 | 185167 | 319299 | 0 | GREEN | 2.26 | Low | 0.9779 | 1.0226
114 | 6 | Mar-2026 | BCC-CIV-PILE-110 | 1.10 | BASEMENT | Civil / Earthworks | EP-CIV-PILE | 2570906 | 64 | Pile | 40170.4 | 22 | 45.5 | 29.12 | 1169762 | 45.5 | 29.12 | 29.12 | 1169762 | 1197385 | 1197385 | -27623 | 0 | 0.9769 | 1 | 2631660 | -60754 | 46.57 | 371033 | 293228 | 533123 | 0 | GREEN | 2.36 | Low | 0.9769 | 1.0236
115 | 7 | Apr-2026 | BCC-CIV-PILE-110 | 1.10 | BASEMENT | Civil / Earthworks | EP-CIV-PILE | 2570906 | 64 | Pile | 40170.4 | 22 | 63.43 | 40.597 | 1630725 | 63.43 | 40.597 | 40.597 | 1630725 | 1671016 | 1671016 | -40291 | 0 | 0.9759 | 1 | 2634415 | -63509 | 65 | 499563 | 411920 | 759533 | 0 | GREEN | 2.47 | Low | 0.9759 | 1.0247
116 | 8 | May-2026 | BCC-CIV-PILE-110 | 1.10 | BASEMENT | Civil / Earthworks | EP-CIV-PILE | 2570906 | 64 | Pile | 40170.4 | 22 | 76.84 | 49.1783 | 1975484 | 76.84 | 49.1783 | 49.1783 | 1975484 | 2026309 | 2026309 | -50825 | 0 | 0.9749 | 1 | 2637061 | -66155 | 78.82 | 595387 | 519131 | 911792 | 0 | GREEN | 2.57 | Low | 0.9749 | 1.0257
117 | 9 | Jun-2026 | BCC-CIV-PILE-110 | 1.10 | BASEMENT | Civil / Earthworks | EP-CIV-PILE | 2570906 | 64 | Pile | 40170.4 | 22 | 84.85 | 54.3019 | 2181413 | 84.85 | 54.3019 | 54.3019 | 2181413 | 2239716 | 2239716 | -58303 | 0 | 0.974 | 1 | 2639606 | -68700 | 87.12 | 683305 | 566380 | 990031 | 0 | GREEN | 2.68 | Low | 0.9739 | 1.0268
118 | 10 | Jul-2026 | BCC-CIV-PILE-110 | 1.10 | BASEMENT | Civil / Earthworks | EP-CIV-PILE | 2570906 | 64 | Pile | 40170.4 | 22 | 89 | 56.9605 | 2288106 | 89 | 56.9605 | 56.9605 | 2288106 | 2351786 | 2351786 | -63680 | 0 | 0.9729 | 1 | 2642463 | -71557 | 91.48 | 714009 | 605446 | 1032332 | 0 | GREEN | 2.79 | Low | 0.9729 | 1.0278
119 | 11 | Aug-2026 | BCC-CIV-PILE-110 | 1.10 | BASEMENT | Civil / Earthworks | EP-CIV-PILE | 2570906 | 64 | Pile | 40170.4 | 22 | 91 | 58.24 | 2339524 | 91 | 58.24 | 58.24 | 2339524 | 2402447 | 2402447 | -62923 | 0 | 0.9738 | 1 | 2640054 | -69148 | 93.45 | 703468 | 603306 | 1095673 | 0 | GREEN | 2.69 | Low | 0.9738 | 1.0269
120 | 12 | Sep-2026 | BCC-CIV-PILE-110 | 1.10 | BASEMENT | Civil / Earthworks | EP-CIV-PILE | 2570906 | 64 | Pile | 40170.4 | 22 | 100 | 64 | 2570906 | 100 | 64 | 64 | 2570906 | 2650343 | 2650343 | -79437 | 0 | 0.97 | 1 | 2650343 | -79437 | 103.09 | 751184 | 677868 | 1221292 | 0 | CLOSED | 3.09 | None | 0.97 | 1.0309
121 | 1 | Oct-2025 | BCC-CIV-PILE-111 | 1.11 | BASEMENT | Civil / Earthworks | EP-CIV-PILE | 7793860 | 24 | Pile | 324744.17 | 22 | 0 | 0 | 0 | 0 | 0 | 0 | 0 | 0 | 0 | 0 | 0 | - | - | 7793860 | 0 | 0 | 0 | 0 | 0 | 0 | NOT STARTED | 0 | Low | - | 1
122 | 2 | Nov-2025 | BCC-CIV-PILE-111 | 1.11 | BASEMENT | Civil / Earthworks | EP-CIV-PILE | 7793860 | 24 | Pile | 324744.17 | 22 | 1.76 | 0.4218 | 137172 | 1.76 | 0.4218 | 0.4218 | 137172 | 142486 | 142486 | -5314 | 0 | 0.9627 | 1 | 8095834 | -301974 | 1.83 | 44935 | 35208 | 62344 | 0 | GREEN | 4.01 | Low | 0.9614 | 1.0402
123 | 3 | Dec-2025 | BCC-CIV-PILE-111 | 1.11 | BASEMENT | Civil / Earthworks | EP-CIV-PILE | 7793860 | 24 | Pile | 324744.17 | 22 | 5.41 | 1.2983 | 421648 | 5.41 | 1.2983 | 1.2983 | 421648 | 439002 | 439002 | -17354 | 0 | 0.9605 | 1 | 8114392 | -320532 | 5.63 | 127457 | 110264 | 201282 | 0 | GREEN | 4.12 | Low | 0.9604 | 1.0412
124 | 4 | Jan-2026 | BCC-CIV-PILE-111 | 1.11 | BASEMENT | Civil / Earthworks | EP-CIV-PILE | 7793860 | 24 | Pile | 324744.17 | 22 | 12.45 | 2.9874 | 970336 | 12.45 | 2.9874 | 2.9874 | 970336 | 1011205 | 1011205 | -40869 | 0 | 0.9596 | 1 | 8122005 | -328145 | 12.97 | 312213 | 246417 | 452575 | 0 | GREEN | 4.23 | Low | 0.9594 | 1.0423
125 | 5 | Feb-2026 | BCC-CIV-PILE-111 | 1.11 | BASEMENT | Civil / Earthworks | EP-CIV-PILE | 7793860 | 24 | Pile | 324744.17 | 22 | 24.23 | 5.8164 | 1888452 | 24.23 | 5.8164 | 5.8164 | 1888452 | 1970858 | 1970858 | -82406 | 0 | 0.9582 | 1 | 8133880 | -340020 | 25.29 | 575556 | 486012 | 909290 | 0 | GREEN | 4.34 | Low | 0.9584 | 1.0434
126 | 6 | Mar-2026 | BCC-CIV-PILE-111 | 1.11 | BASEMENT | Civil / Earthworks | EP-CIV-PILE | 7793860 | 24 | Pile | 324744.17 | 22 | 40 | 9.6 | 3117544 | 40 | 9.6 | 9.6 | 3117544 | 3256318 | 3256318 | -138774 | 0 | 0.9574 | 1 | 8140709 | -346849 | 41.78 | 1009315 | 801188 | 1445816 | 0 | GREEN | 4.45 | Low | 0.9574 | 1.0445
127 | 7 | Apr-2026 | BCC-CIV-PILE-111 | 1.11 | BASEMENT | Civil / Earthworks | EP-CIV-PILE | 7793860 | 24 | Pile | 324744.17 | 22 | 55.77 | 13.3836 | 4346636 | 55.77 | 13.3836 | 13.3836 | 4346636 | 4544468 | 4544468 | -197832 | 0 | 0.9565 | 1 | 8148466 | -354606 | 58.31 | 1361582 | 1123998 | 2058889 | 0 | GREEN | 4.56 | Low | 0.9564 | 1.0456
128 | 8 | May-2026 | BCC-CIV-PILE-111 | 1.11 | BASEMENT | Civil / Earthworks | EP-CIV-PILE | 7793860 | 24 | Pile | 324744.17 | 22 | 67.55 | 16.2126 | 5264752 | 67.55 | 16.2126 | 16.2126 | 5264752 | 5510833 | 5510833 | -246081 | 0 | 0.9553 | 1 | 8158282 | -364422 | 70.71 | 1671470 | 1393375 | 2445988 | 0 | GREEN | 4.67 | Low | 0.9554 | 1.0467
129 | 9 | Jun-2026 | BCC-CIV-PILE-111 | 1.11 | BASEMENT | Civil / Earthworks | EP-CIV-PILE | 7793860 | 24 | Pile | 324744.17 | 22 | 74.59 | 17.9017 | 5813440 | 74.59 | 17.9017 | 17.9017 | 5813440 | 6091348 | 6091348 | -277908 | 0 | 0.9544 | 1 | 8166390 | -372530 | 78.16 | 1863550 | 1544250 | 2683548 | 0 | GREEN | 4.78 | Low | 0.9544 | 1.0478
130 | 10 | Jul-2026 | BCC-CIV-PILE-111 | 1.11 | BASEMENT | Civil / Earthworks | EP-CIV-PILE | 7793860 | 24 | Pile | 324744.17 | 22 | 78.24 | 18.7782 | 6097916 | 78.24 | 18.7782 | 18.7782 | 6097916 | 6396281 | 6396281 | -298365 | 0 | 0.9534 | 1 | 8175119 | -381259 | 82.07 | 1839285 | 1646592 | 2910403 | 0 | GREEN | 4.89 | Low | 0.9534 | 1.0489
131 | 11 | Aug-2026 | BCC-CIV-PILE-111 | 1.11 | BASEMENT | Civil / Earthworks | EP-CIV-PILE | 7793860 | 24 | Pile | 324744.17 | 22 | 80 | 19.2 | 6235088 | 80 | 19.2 | 19.2 | 6235088 | 6281192 | 6281192 | -46104 | 0 | 0.9927 | 1 | 7851427 | -57567 | 80.59 | 1818818 | 1575514 | 2886860 | 0 | GREEN | 0.74 | Low | 0.9927 | 1.0074
132 | 12 | Sep-2026 | BCC-CIV-PILE-111 | 1.11 | BASEMENT | Civil / Earthworks | EP-CIV-PILE | 7793860 | 24 | Pile | 324744.17 | 22 | 88 | 21.12 | 6858597 | 88 | 21.12 | 21.12 | 6858597 | 7209126 | 7209126 | -350529 | 0 | 0.9514 | 1 | 8192165 | -398305 | 92.5 | 2068864 | 1798907 | 3341355 | 0 | GREEN | 5.11 | Low | 0.9514 | 1.0511
133 | 1 | Oct-2025 | BCC-STR-CON-201 | 2.01 | STRUCTURE | Structural Works | EP-STR-CON | 97399 | 1400 | m² | 69.57 | 22 | 0 | 0 | 0 | 0 | 0 | 0 | 0 | 0 | 0 | 0 | 0 | - | - | 97399 | 0 | 0 | 0 | 0 | 0 | 0 | NOT STARTED | 0 | Low | - | 1
134 | 2 | Nov-2025 | BCC-STR-CON-201 | 2.01 | STRUCTURE | Structural Works | EP-STR-CON | 97399 | 1400 | m² | 69.57 | 22 | 1.43 | 19.9925 | 1393 | 1.43 | 19.9925 | 19.9925 | 1393 | 1480 | 1480 | -87 | 0 | 0.9412 | 1 | 103484 | -6085 | 1.52 | 815 | 407 | 258 | 0 | AMBER | 6.42 | Medium | 0.9397 | 1.0642
135 | 3 | Dec-2025 | BCC-STR-CON-201 | 2.01 | STRUCTURE | Structural Works | EP-STR-CON | 97399 | 1400 | m² | 69.57 | 22 | 4.4 | 61.5332 | 4286 | 4.4 | 61.5332 | 61.5332 | 4286 | 4559 | 4559 | -273 | 0 | 0.9401 | 1 | 103605 | -6206 | 4.68 | 2508 | 1288 | 762 | 0 | AMBER | 6.51 | Medium | 0.9389 | 1.0651
136 | 4 | Jan-2026 | BCC-STR-CON-201 | 2.01 | STRUCTURE | Structural Works | EP-STR-CON | 97399 | 1400 | m² | 69.57 | 22 | 10.11 | 141.5891 | 9847 | 10.11 | 141.5891 | 141.5891 | 9847 | 10503 | 10503 | -656 | 0 | 0.9375 | 1 | 103892 | -6493 | 10.78 | 5735 | 2931 | 1837 | 0 | AMBER | 6.62 | Medium | 0.9379 | 1.0662
137 | 5 | Feb-2026 | BCC-STR-CON-201 | 2.01 | STRUCTURE | Structural Works | EP-STR-CON | 97399 | 1400 | m² | 69.57 | 22 | 19.69 | 275.6724 | 19178 | 19.69 | 275.6724 | 275.6724 | 19178 | 20470 | 20470 | -1292 | 0 | 0.9369 | 1 | 103959 | -6560 | 21.02 | 11345 | 5564 | 3562 | 0 | AMBER | 6.73 | Medium | 0.9369 | 1.0673
138 | 6 | Mar-2026 | BCC-STR-CON-201 | 2.01 | STRUCTURE | Structural Works | EP-STR-CON | 97399 | 1400 | m² | 69.57 | 22 | 32.5 | 455 | 31655 | 32.5 | 455 | 455 | 31655 | 33823 | 33823 | -2168 | 0 | 0.9359 | 1 | 104070 | -6671 | 34.73 | 18779 | 9252 | 5792 | 0 | AMBER | 6.85 | Medium | 0.9359 | 1.0685
139 | 7 | Apr-2026 | BCC-STR-CON-201 | 2.01 | STRUCTURE | Structural Works | EP-STR-CON | 97399 | 1400 | m² | 69.57 | 22 | 45.31 | 634.3276 | 44132 | 45.31 | 634.3276 | 634.3276 | 44132 | 47204 | 47204 | -3072 | 0 | 0.9349 | 1 | 104180 | -6781 | 48.46 | 25564 | 13580 | 8060 | 0 | AMBER | 6.96 | Medium | 0.9349 | 1.0696
140 | 8 | May-2026 | BCC-STR-CON-201 | 2.01 | STRUCTURE | Structural Works | EP-STR-CON | 97399 | 1400 | m² | 69.57 | 22 | 54.89 | 768.4109 | 53462 | 54.89 | 768.4109 | 768.4109 | 53462 | 57244 | 57244 | -3782 | 0 | 0.9339 | 1 | 104291 | -6892 | 58.77 | 31313 | 15992 | 9939 | 0 | AMBER | 7.08 | Medium | 0.9339 | 1.0708
141 | 9 | Jun-2026 | BCC-STR-CON-201 | 2.01 | STRUCTURE | Structural Works | EP-STR-CON | 97399 | 1400 | m² | 69.57 | 22 | 60.6 | 848.4668 | 59024 | 60.6 | 848.4668 | 848.4668 | 59024 | 63275 | 63275 | -4251 | 0 | 0.9328 | 1 | 104415 | -7016 | 64.96 | 34433 | 18013 | 10828 | 0 | AMBER | 7.19 | Medium | 0.9329 | 1.0719
142 | 10 | Jul-2026 | BCC-STR-CON-201 | 2.01 | STRUCTURE | Structural Works | EP-STR-CON | 97399 | 1400 | m² | 69.57 | 22 | 63.57 | 890.0075 | 61917 | 63.57 | 890.0075 | 890.0075 | 61917 | 66444 | 66444 | -4527 | 0 | 0.9319 | 1 | 104519 | -7120 | 68.22 | 36734 | 18170 | 11540 | 0 | AMBER | 7.31 | Medium | 0.9319 | 1.0731
143 | 11 | Aug-2026 | BCC-STR-CON-201 | 2.01 | STRUCTURE | Structural Works | EP-STR-CON | 97399 | 1400 | m² | 69.57 | 22 | 65 | 910 | 63309 | 65 | 910 | 910 | 63309 | 66856 | 66856 | -3547 | 0 | 0.9469 | 1 | 102858 | -5459 | 68.64 | 36398 | 18937 | 11521 | 0 | AMBER | 5.61 | Medium | 0.9469 | 1.056
144 | 12 | Sep-2026 | BCC-STR-CON-201 | 2.01 | STRUCTURE | Structural Works | EP-STR-CON | 97399 | 1400 | m² | 69.57 | 22 | 72 | 1008 | 70127 | 72 | 1008 | 1008 | 70127 | 74848 | 74848 | -4721 | 0 | 0.9369 | 1 | 103957 | -6558 | 76.85 | 40825 | 21332 | 12690 | 0 | AMBER | 6.73 | Medium | 0.9369 | 1.0673
145 | 1 | Oct-2025 | BCC-STR-CON-202 | 2.02 | STRUCTURE | Structural Works | EP-STR-CON | 1088202 | 1250 | m³ | 870.56 | 22 | 0 | 0 | 0 | 0 | 0 | 0 | 0 | 0 | 0 | 0 | 0 | - | - | 1088202 | 0 | 0 | 0 | 0 | 0 | 0 | NOT STARTED | 0 | Low | - | 1
146 | 2 | Nov-2025 | BCC-STR-CON-202 | 2.02 | STRUCTURE | Structural Works | EP-STR-CON | 1088202 | 1250 | m³ | 870.56 | 22 | 1.25 | 15.6535 | 13603 | 1.25 | 15.6535 | 15.6535 | 13603 | 14580 | 14580 | -977 | 0 | 0.933 | 1 | 1166347 | -78145 | 1.34 | 8084 | 4078 | 2418 | 0 | AMBER | 6.99 | Medium | 0.9347 | 1.0699
147 | 3 | Dec-2025 | BCC-STR-CON-202 | 2.02 | STRUCTURE | Structural Works | EP-STR-CON | 1088202 | 1250 | m³ | 870.56 | 22 | 3.85 | 48.1785 | 41896 | 3.85 | 48.1785 | 48.1785 | 41896 | 44922 | 44922 | -3026 | 0 | 0.9326 | 1 | 1166845 | -78643 | 4.13 | 24366 | 12840 | 7715 | 0 | AMBER | 7.1 | Medium | 0.9337 | 1.071
148 | 4 | Jan-2026 | BCC-STR-CON-202 | 2.02 | STRUCTURE | Structural Works | EP-STR-CON | 1088202 | 1250 | m³ | 870.56 | 22 | 8.87 | 110.8596 | 96524 | 8.87 | 110.8596 | 110.8596 | 96524 | 103475 | 103475 | -6951 | 0 | 0.9328 | 1 | 1166594 | -78392 | 9.51 | 56752 | 29209 | 17514 | 0 | AMBER | 7.22 | Medium | 0.9327 | 1.0722
149 | 5 | Feb-2026 | BCC-STR-CON-202 | 2.02 | STRUCTURE | Structural Works | EP-STR-CON | 1088202 | 1250 | m³ | 870.56 | 22 | 17.27 | 215.8424 | 187932 | 17.27 | 215.8424 | 215.8424 | 187932 | 201682 | 201682 | -13750 | 0 | 0.9318 | 1 | 1167844 | -79642 | 18.53 | 111319 | 56794 | 33569 | 0 | AMBER | 7.33 | Medium | 0.9317 | 1.0733
150 | 6 | Mar-2026 | BCC-STR-CON-202 | 2.02 | STRUCTURE | Structural Works | EP-STR-CON | 1088202 | 1250 | m³ | 870.56 | 22 | 28.5 | 356.25 | 310138 | 28.5 | 356.25 | 356.25 | 310138 | 333237 | 333237 | -23099 | 0 | 0.9307 | 1 | 1169236 | -81034 | 30.62 | 184700 | 91401 | 57136 | 0 | AMBER | 7.45 | Medium | 0.9307 | 1.0745
151 | 7 | Apr-2026 | BCC-STR-CON-202 | 2.02 | STRUCTURE | Structural Works | EP-STR-CON | 1088202 | 1250 | m³ | 870.56 | 22 | 39.73 | 496.6576 | 432343 | 39.73 | 496.6576 | 496.6576 | 432343 | 465074 | 465074 | -32731 | 0 | 0.9296 | 1 | 1170602 | -82400 | 42.74 | 255471 | 132334 | 77269 | 0 | AMBER | 7.56 | Medium | 0.9297 | 1.0756
152 | 8 | May-2026 | BCC-STR-CON-202 | 2.02 | STRUCTURE | Structural Works | EP-STR-CON | 1088202 | 1250 | m³ | 870.56 | 22 | 48.13 | 601.6404 | 523752 | 48.13 | 601.6404 | 601.6404 | 523752 | 563987 | 563987 | -40235 | 0 | 0.9287 | 1 | 1171772 | -83570 | 51.83 | 307549 | 158521 | 97918 | 0 | AMBER | 7.68 | Medium | 0.9287 | 1.0768
153 | 9 | Jun-2026 | BCC-STR-CON-202 | 2.02 | STRUCTURE | Structural Works | EP-STR-CON | 1088202 | 1250 | m³ | 870.56 | 22 | 53.15 | 664.3215 | 578379 | 53.15 | 664.3215 | 664.3215 | 578379 | 623417 | 623417 | -45038 | 0 | 0.9278 | 1 | 1172913 | -84711 | 57.29 | 341632 | 172914 | 108871 | 0 | AMBER | 7.79 | Medium | 0.9277 | 1.0779
154 | 10 | Jul-2026 | BCC-STR-CON-202 | 2.02 | STRUCTURE | Structural Works | EP-STR-CON | 1088202 | 1250 | m³ | 870.56 | 22 | 55.75 | 696.8465 | 606673 | 55.75 | 696.8465 | 696.8465 | 606673 | 654645 | 654645 | -47972 | 0 | 0.9267 | 1 | 1174262 | -86060 | 60.16 | 360266 | 182835 | 111543 | 0 | AMBER | 7.91 | Medium | 0.9267 | 1.0791
155 | 11 | Aug-2026 | BCC-STR-CON-202 | 2.02 | STRUCTURE | Structural Works | EP-STR-CON | 1088202 | 1250 | m³ | 870.56 | 22 | 57 | 712.5 | 620275 | 57 | 712.5 | 712.5 | 620275 | 660572 | 660572 | -40297 | 0 | 0.939 | 1 | 1158897 | -70695 | 60.7 | 356138 | 189502 | 114932 | 0 | AMBER | 6.5 | Medium | 0.939 | 1.065
156 | 12 | Sep-2026 | BCC-STR-CON-202 | 2.02 | STRUCTURE | Structural Works | EP-STR-CON | 1088202 | 1250 | m³ | 870.56 | 22 | 64 | 800 | 696449 | 64 | 800 | 800 | 696449 | 726213 | 726213 | -29764 | 0 | 0.959 | 1 | 1134714 | -46512 | 66.74 | 390318 | 209260 | 126635 | 0 | GREEN | 4.28 | Low | 0.959 | 1.0427
157 | 1 | Oct-2025 | BCC-STR-CON-203 | 2.03 | STRUCTURE | Structural Works | EP-STR-CON | 350474 | 1400 | m² | 250.34 | 22 | 0 | 0 | 0 | 0 | 0 | 0 | 0 | 0 | 0 | 0 | 0 | - | - | 350474 | 0 | 0 | 0 | 0 | 0 | 0 | NOT STARTED | 0 | Low | - | 1
158 | 2 | Nov-2025 | BCC-STR-CON-203 | 2.03 | STRUCTURE | Structural Works | EP-STR-CON | 350474 | 1400 | m² | 250.34 | 22 | 1.38 | 19.3774 | 4837 | 1.38 | 19.3774 | 19.3774 | 4837 | 5209 | 5209 | -372 | 0 | 0.9286 | 1 | 377422 | -26948 | 1.49 | 2917 | 1416 | 876 | 0 | AMBER | 7.39 | Medium | 0.9312 | 1.0739
159 | 3 | Dec-2025 | BCC-STR-CON-203 | 2.03 | STRUCTURE | Structural Works | EP-STR-CON | 350474 | 1400 | m² | 250.34 | 22 | 4.26 | 59.6399 | 14930 | 4.26 | 59.6399 | 59.6399 | 14930 | 16050 | 16050 | -1120 | 0 | 0.9302 | 1 | 376772 | -26298 | 4.58 | 8739 | 4608 | 2703 | 0 | AMBER | 7.5 | Medium | 0.9302 | 1.075
160 | 4 | Jan-2026 | BCC-STR-CON-203 | 2.03 | STRUCTURE | Structural Works | EP-STR-CON | 350474 | 1400 | m² | 250.34 | 22 | 9.8 | 137.2325 | 34346 | 9.8 | 137.2325 | 137.2325 | 34346 | 36972 | 36972 | -2626 | 0 | 0.929 | 1 | 377260 | -26786 | 10.55 | 20205 | 10307 | 6460 | 0 | AMBER | 7.62 | Medium | 0.9292 | 1.0762
161 | 5 | Feb-2026 | BCC-STR-CON-203 | 2.03 | STRUCTURE | Structural Works | EP-STR-CON | 350474 | 1400 | m² | 250.34 | 22 | 19.09 | 267.1901 | 66905 | 19.09 | 267.1901 | 267.1901 | 66905 | 72061 | 72061 | -5156 | 0 | 0.9284 | 1 | 377499 | -27025 | 20.56 | 39745 | 20323 | 11992 | 0 | AMBER | 7.74 | Medium | 0.9282 | 1.0774
162 | 6 | Mar-2026 | BCC-STR-CON-203 | 2.03 | STRUCTURE | Structural Works | EP-STR-CON | 350474 | 1400 | m² | 250.34 | 22 | 31.5 | 441 | 110399 | 31.5 | 441 | 441 | 110399 | 119065 | 119065 | -8666 | 0 | 0.9272 | 1 | 377989 | -27515 | 33.97 | 66552 | 32573 | 19940 | 0 | AMBER | 7.85 | Medium | 0.9272 | 1.0785
163 | 7 | Apr-2026 | BCC-STR-CON-203 | 2.03 | STRUCTURE | Structural Works | EP-STR-CON | 350474 | 1400 | m² | 250.34 | 22 | 43.91 | 614.8099 | 153893 | 43.91 | 614.8099 | 614.8099 | 153893 | 166171 | 166171 | -12278 | 0 | 0.9261 | 1 | 378438 | -27964 | 47.41 | 91123 | 47532 | 27516 | 0 | AMBER | 7.97 | Medium | 0.9262 | 1.0797
164 | 8 | May-2026 | BCC-STR-CON-203 | 2.03 | STRUCTURE | Structural Works | EP-STR-CON | 350474 | 1400 | m² | 250.34 | 22 | 53.2 | 744.7675 | 186452 | 53.2 | 744.7675 | 744.7675 | 186452 | 201514 | 201514 | -15062 | 0 | 0.9253 | 1 | 378777 | -28303 | 57.5 | 110813 | 55552 | 35148 | 0 | AMBER | 8.08 | Medium | 0.9252 | 1.0808
165 | 9 | Jun-2026 | BCC-STR-CON-203 | 2.03 | STRUCTURE | Structural Works | EP-STR-CON | 350474 | 1400 | m² | 250.34 | 22 | 58.74 | 822.3601 | 205868 | 58.74 | 822.3601 | 822.3601 | 205868 | 222749 | 222749 | -16881 | 0 | 0.9242 | 1 | 379215 | -28741 | 63.56 | 121538 | 63490 | 37722 | 0 | AMBER | 8.2 | Medium | 0.9242 | 1.082
166 | 10 | Jul-2026 | BCC-STR-CON-203 | 2.03 | STRUCTURE | Structural Works | EP-STR-CON | 350474 | 1400 | m² | 250.34 | 22 | 61.62 | 862.6226 | 215962 | 61.62 | 862.6226 | 862.6226 | 215962 | 233908 | 233908 | -17946 | 0 | 0.9233 | 1 | 379594 | -29120 | 66.74 | 126431 | 66795 | 40683 | 0 | AMBER | 8.32 | Medium | 0.9232 | 1.0832
167 | 11 | Aug-2026 | BCC-STR-CON-203 | 2.03 | STRUCTURE | Structural Works | EP-STR-CON | 350474 | 1400 | m² | 250.34 | 22 | 76 | 882 | 266360 | 63 | 882 | 882 | 220798 | 234913 | 234913 | -14115 | -45562 | 0.9399 | 0.8289 | 372880 | -22406 | 67.03 | 130051 | 65556 | 39306 | 0 | AMBER | 6.39 | Medium | 0.9399 | 1.0639
168 | 12 | Sep-2026 | BCC-STR-CON-203 | 2.03 | STRUCTURE | Structural Works | EP-STR-CON | 350474 | 1400 | m² | 250.34 | 22 | 65 | 910 | 227808 | 65 | 910 | 910 | 227808 | 236705 | 236705 | -8897 | 0 | 0.9624 | 1 | 364163 | -13689 | 67.54 | 129414 | 67111 | 40181 | 0 | GREEN | 3.91 | Low | 0.9624 | 1.0391
169 | 1 | Oct-2025 | BCC-STR-CON-204 | 2.04 | STRUCTURE | Structural Works | EP-STR-CON | 1336995 | 980 | m³ | 1364.28 | 22 | 0 | 0 | 0 | 0 | 0 | 0 | 0 | 0 | 0 | 0 | 0 | - | - | 1336995 | 0 | 0 | 0 | 0 | 0 | 0 | NOT STARTED | 0 | Low | - | 1
170 | 2 | Nov-2025 | BCC-STR-CON-204 | 2.04 | STRUCTURE | Structural Works | EP-STR-CON | 1336995 | 980 | m³ | 1364.28 | 22 | 1.32 | 12.9183 | 17648 | 1.32 | 12.9183 | 12.9183 | 17648 | 18748 | 18748 | -1100 | 0 | 0.9413 | 1 | 1420370 | -83375 | 1.4 | 10322 | 5199 | 3226 | 0 | AMBER | 6.37 | Medium | 0.9401 | 1.0637
171 | 3 | Dec-2025 | BCC-STR-CON-204 | 2.04 | STRUCTURE | Structural Works | EP-STR-CON | 1336995 | 980 | m³ | 1364.28 | 22 | 4.06 | 39.7599 | 54282 | 4.06 | 39.7599 | 39.7599 | 54282 | 57765 | 57765 | -3483 | 0 | 0.9397 | 1 | 1422789 | -85794 | 4.32 | 32314 | 15718 | 9733 | 0 | AMBER | 6.5 | Medium | 0.939 | 1.065
172 | 4 | Jan-2026 | BCC-STR-CON-204 | 2.04 | STRUCTURE | Structural Works | EP-STR-CON | 1336995 | 980 | m³ | 1364.28 | 22 | 9.34 | 91.4884 | 124875 | 9.34 | 91.4884 | 91.4884 | 124875 | 133061 | 133061 | -8186 | 0 | 0.9385 | 1 | 1424611 | -87616 | 9.95 | 72974 | 37857 | 22230 | 0 | AMBER | 6.61 | Medium | 0.938 | 1.0661
173 | 5 | Feb-2026 | BCC-STR-CON-204 | 2.04 | STRUCTURE | Structural Works | EP-STR-CON | 1336995 | 980 | m³ | 1364.28 | 22 | 18.18 | 178.1268 | 243066 | 18.18 | 178.1268 | 178.1268 | 243066 | 259343 | 259343 | -16277 | 0 | 0.9372 | 1 | 1426574 | -89579 | 19.4 | 142592 | 73042 | 43709 | 0 | AMBER | 6.72 | Medium | 0.937 | 1.0672
174 | 6 | Mar-2026 | BCC-STR-CON-204 | 2.04 | STRUCTURE | Structural Works | EP-STR-CON | 1336995 | 980 | m³ | 1364.28 | 22 | 30 | 294 | 401098 | 30 | 294 | 294 | 401098 | 428506 | 428506 | -27408 | 0 | 0.936 | 1 | 1428396 | -91401 | 32.05 | 233442 | 123275 | 71788 | 0 | AMBER | 6.84 | Medium | 0.936 | 1.0684
175 | 7 | Apr-2026 | BCC-STR-CON-204 | 2.04 | STRUCTURE | Structural Works | EP-STR-CON | 1336995 | 980 | m³ | 1364.28 | 22 | 41.82 | 409.8732 | 559131 | 41.82 | 409.8732 | 409.8732 | 559131 | 598032 | 598032 | -38901 | 0 | 0.935 | 1 | 1429972 | -92977 | 44.73 | 326545 | 170590 | 100896 | 0 | AMBER | 6.95 | Medium | 0.935 | 1.0695
176 | 8 | May-2026 | BCC-STR-CON-204 | 2.04 | STRUCTURE | Structural Works | EP-STR-CON | 1336995 | 980 | m³ | 1364.28 | 22 | 50.66 | 496.5116 | 677322 | 50.66 | 496.5116 | 496.5116 | 677322 | 725217 | 725217 | -47895 | 0 | 0.934 | 1 | 1431505 | -94510 | 54.24 | 401702 | 203069 | 120446 | 0 | AMBER | 7.07 | Medium | 0.934 | 1.0706
177 | 9 | Jun-2026 | BCC-STR-CON-204 | 2.04 | STRUCTURE | Structural Works | EP-STR-CON | 1336995 | 980 | m³ | 1364.28 | 22 | 55.94 | 548.2401 | 747915 | 55.94 | 548.2401 | 548.2401 | 747915 | 801632 | 801632 | -53717 | 0 | 0.933 | 1 | 1433014 | -96019 | 59.96 | 442055 | 222155 | 137421 | 0 | AMBER | 7.18 | Medium | 0.933 | 1.0718
178 | 10 | Jul-2026 | BCC-STR-CON-204 | 2.04 | STRUCTURE | Structural Works | EP-STR-CON | 1336995 | 980 | m³ | 1364.28 | 22 | 58.68 | 575.0817 | 784549 | 58.68 | 575.0817 | 575.0817 | 784549 | 841782 | 841782 | -57233 | 0 | 0.932 | 1 | 1434535 | -97540 | 62.96 | 466807 | 231730 | 143245 | 0 | AMBER | 7.3 | Medium | 0.932 | 1.0729
179 | 11 | Aug-2026 | BCC-STR-CON-204 | 2.04 | STRUCTURE | Structural Works | EP-STR-CON | 1336995 | 980 | m³ | 1364.28 | 22 | 75 | 588 | 1002746 | 60 | 588 | 588 | 802197 | 857434 | 857434 | -55237 | -200549 | 0.9356 | 0.8 | 1429043 | -92048 | 64.13 | 477246 | 236470 | 143718 | 0 | AMBER | 6.88 | Medium | 0.9356 | 1.0688
180 | 12 | Sep-2026 | BCC-STR-CON-204 | 2.04 | STRUCTURE | Structural Works | EP-STR-CON | 1336995 | 980 | m³ | 1364.28 | 22 | 75 | 735 | 1002746 | 75 | 735 | 735 | 1002746 | 1062789 | 1062789 | -60043 | 0 | 0.9435 | 1 | 1417054 | -80059 | 79.49 | 582837 | 294981 | 184971 | 0 | AMBER | 5.99 | Medium | 0.9435 | 1.0599
181 | 1 | Oct-2025 | BCC-STR-CON-205 | 2.05 | STRUCTURE | Structural Works | EP-STR-CON | 700638 | 480 | m³ | 1459.66 | 22 | 0 | 0 | 0 | 0 | 0 | 0 | 0 | 0 | 0 | 0 | 0 | - | - | 700638 | 0 | 0 | 0 | 0 | 0 | 0 | NOT STARTED | 0 | Low | - | 1
182 | 2 | Nov-2025 | BCC-STR-CON-205 | 2.05 | STRUCTURE | Structural Works | EP-STR-CON | 700638 | 480 | m³ | 1459.66 | 22 | 1.52 | 7.2764 | 10650 | 1.52 | 7.2764 | 7.2764 | 10650 | 11473 | 11473 | -823 | 0 | 0.9283 | 1 | 754754 | -54116 | 1.64 | 6245 | 3285 | 1943 | 0 | AMBER | 8.03 | Medium | 0.9257 | 1.0803
183 | 3 | Dec-2025 | BCC-STR-CON-205 | 2.05 | STRUCTURE | Structural Works | EP-STR-CON | 700638 | 480 | m³ | 1459.66 | 22 | 4.67 | 22.3954 | 32720 | 4.67 | 22.3954 | 22.3954 | 32720 | 35352 | 35352 | -2632 | 0 | 0.9255 | 1 | 757035 | -56397 | 5.05 | 19215 | 10061 | 6077 | 0 | AMBER | 8.14 | Medium | 0.9247 | 1.0814
184 | 4 | Jan-2026 | BCC-STR-CON-205 | 2.05 | STRUCTURE | Structural Works | EP-STR-CON | 700638 | 480 | m³ | 1459.66 | 22 | 10.74 | 51.5322 | 75249 | 10.74 | 51.5322 | 51.5322 | 75249 | 81433 | 81433 | -6184 | 0 | 0.9241 | 1 | 758188 | -57550 | 11.62 | 44615 | 23378 | 13439 | 0 | AMBER | 8.26 | Medium | 0.9237 | 1.0826
185 | 5 | Feb-2026 | BCC-STR-CON-205 | 2.05 | STRUCTURE | Structural Works | EP-STR-CON | 700638 | 480 | m³ | 1459.66 | 22 | 20.9 | 100.3326 | 146433 | 20.9 | 100.3326 | 100.3326 | 146433 | 158721 | 158721 | -12288 | 0 | 0.9226 | 1 | 759420 | -58782 | 22.65 | 86595 | 44988 | 27138 | 0 | AMBER | 8.38 | Medium | 0.9227 | 1.0838
186 | 6 | Mar-2026 | BCC-STR-CON-205 | 2.05 | STRUCTURE | Structural Works | EP-STR-CON | 700638 | 480 | m³ | 1459.66 | 22 | 34.5 | 165.6 | 241720 | 34.5 | 165.6 | 165.6 | 241720 | 262255 | 262255 | -20535 | 0 | 0.9217 | 1 | 760159 | -59521 | 37.43 | 144062 | 72316 | 45876 | 0 | AMBER | 8.5 | Medium | 0.9217 | 1.085
187 | 7 | Apr-2026 | BCC-STR-CON-205 | 2.05 | STRUCTURE | Structural Works | EP-STR-CON | 700638 | 480 | m³ | 1459.66 | 22 | 48.1 | 230.8674 | 337007 | 48.1 | 230.8674 | 230.8674 | 337007 | 366013 | 366013 | -29006 | 0 | 0.9208 | 1 | 760921 | -60283 | 52.24 | 199810 | 105368 | 60835 | 0 | AMBER | 8.61 | Medium | 0.9207 | 1.0861
188 | 8 | May-2026 | BCC-STR-CON-205 | 2.05 | STRUCTURE | Structural Works | EP-STR-CON | 700638 | 480 | m³ | 1459.66 | 22 | 58.26 | 279.6678 | 408192 | 58.26 | 279.6678 | 279.6678 | 408192 | 443863 | 443863 | -35671 | 0 | 0.9196 | 1 | 761877 | -61239 | 63.35 | 244344 | 124267 | 75252 | 0 | AMBER | 8.73 | Medium | 0.9197 | 1.0873
189 | 9 | Jun-2026 | BCC-STR-CON-205 | 2.05 | STRUCTURE | Structural Works | EP-STR-CON | 700638 | 480 | m³ | 1459.66 | 22 | 64.33 | 308.8046 | 450720 | 64.33 | 308.8046 | 308.8046 | 450720 | 490640 | 490640 | -39920 | 0 | 0.9186 | 1 | 762704 | -62066 | 70.03 | 270514 | 138681 | 81445 | 0 | AMBER | 8.85 | Medium | 0.9187 | 1.0885
190 | 10 | Jul-2026 | BCC-STR-CON-205 | 2.05 | STRUCTURE | Structural Works | EP-STR-CON | 700638 | 480 | m³ | 1459.66 | 22 | 67.48 | 323.9236 | 472791 | 67.48 | 323.9236 | 323.9236 | 472791 | 515222 | 515222 | -42431 | 0 | 0.9176 | 1 | 763530 | -62892 | 73.54 | 287439 | 141472 | 86311 | 0 | AMBER | 8.97 | Medium | 0.9177 | 1.0897
191 | 11 | Aug-2026 | BCC-STR-CON-205 | 2.05 | STRUCTURE | Structural Works | EP-STR-CON | 700638 | 480 | m³ | 1459.66 | 22 | 74 | 331.2 | 518472 | 69 | 331.2 | 331.2 | 483440 | 516998 | 516998 | -33558 | -35032 | 0.9351 | 0.9324 | 749270 | -48632 | 73.79 | 281263 | 146639 | 89096 | 0 | AMBER | 6.94 | Medium | 0.9351 | 1.0694
192 | 12 | Sep-2026 | BCC-STR-CON-205 | 2.05 | STRUCTURE | Structural Works | EP-STR-CON | 700638 | 480 | m³ | 1459.66 | 22 | 69 | 331.2 | 483440 | 69 | 331.2 | 331.2 | 483440 | 518106 | 518106 | -34666 | 0 | 0.9331 | 1 | 750876 | -50238 | 73.95 | 282791 | 148992 | 86322 | 0 | AMBER | 7.17 | Medium | 0.9331 | 1.0717
193 | 1 | Oct-2025 | BCC-STR-CON-206 | 2.06 | STRUCTURE | Structural Works | EP-STR-CON | 4321984 | 3850 | m³ | 1122.59 | 22 | 0 | 0 | 0 | 0 | 0 | 0 | 0 | 0 | 0 | 0 | 0 | - | - | 4321984 | 0 | 0 | 0 | 0 | 0 | 0 | NOT STARTED | 0 | Low | - | 1
194 | 2 | Nov-2025 | BCC-STR-CON-206 | 2.06 | STRUCTURE | Structural Works | EP-STR-CON | 4321984 | 3850 | m³ | 1122.59 | 22 | 1.49 | 57.517 | 64398 | 1.49 | 57.517 | 57.517 | 64398 | 69032 | 69032 | -4634 | 0 | 0.9329 | 1 | 4632850 | -310866 | 1.6 | 37830 | 19193 | 12009 | 0 | AMBER | 6.92 | Medium | 0.9353 | 1.0692
195 | 3 | Dec-2025 | BCC-STR-CON-206 | 2.06 | STRUCTURE | Structural Works | EP-STR-CON | 4321984 | 3850 | m³ | 1122.59 | 22 | 4.6 | 177.0263 | 198811 | 4.6 | 177.0263 | 177.0263 | 198811 | 212694 | 212694 | -13883 | 0 | 0.9347 | 1 | 4623920 | -301936 | 4.92 | 115101 | 60822 | 36772 | 0 | AMBER | 7.03 | Medium | 0.9343 | 1.0703
196 | 4 | Jan-2026 | BCC-STR-CON-206 | 2.06 | STRUCTURE | Structural Works | EP-STR-CON | 4321984 | 3850 | m³ | 1122.59 | 22 | 10.58 | 407.341 | 457266 | 10.58 | 407.341 | 407.341 | 457266 | 489937 | 489937 | -32671 | 0 | 0.9333 | 1 | 4630854 | -308870 | 11.34 | 267083 | 137975 | 84879 | 0 | AMBER | 7.15 | Medium | 0.9333 | 1.0715
197 | 5 | Feb-2026 | BCC-STR-CON-206 | 2.06 | STRUCTURE | Structural Works | EP-STR-CON | 4321984 | 3850 | m³ | 1122.59 | 22 | 20.6 | 793.0882 | 890329 | 20.6 | 793.0882 | 793.0882 | 890329 | 954925 | 954925 | -64596 | 0 | 0.9324 | 1 | 4635378 | -313394 | 22.09 | 528717 | 260666 | 165542 | 0 | AMBER | 7.26 | Medium | 0.9323 | 1.0726
198 | 6 | Mar-2026 | BCC-STR-CON-206 | 2.06 | STRUCTURE | Structural Works | EP-STR-CON | 4321984 | 3850 | m³ | 1122.59 | 22 | 34 | 1309 | 1469474 | 34 | 1309 | 1309 | 1469474 | 1577804 | 1577804 | -108330 | 0 | 0.9313 | 1 | 4640737 | -318754 | 36.51 | 851050 | 454232 | 272522 | 0 | AMBER | 7.38 | Medium | 0.9313 | 1.0738
199 | 7 | Apr-2026 | BCC-STR-CON-206 | 2.06 | STRUCTURE | Structural Works | EP-STR-CON | 4321984 | 3850 | m³ | 1122.59 | 22 | 47.4 | 1824.9118 | 2048620 | 47.4 | 1824.9118 | 1824.9118 | 2048620 | 2202023 | 2202023 | -153403 | 0 | 0.9303 | 1 | 4645712 | -323728 | 50.95 | 1208348 | 622631 | 371044 | 0 | AMBER | 7.49 | Medium | 0.9303 | 1.0749
200 | 8 | May-2026 | BCC-STR-CON-206 | 2.06 | STRUCTURE | Structural Works | EP-STR-CON | 4321984 | 3850 | m³ | 1122.59 | 22 | 57.42 | 2210.659 | 2481683 | 57.42 | 2210.659 | 2210.659 | 2481683 | 2670354 | 2670354 | -188671 | 0 | 0.9293 | 1 | 4650662 | -328678 | 61.79 | 1439045 | 770071 | 461238 | 0 | AMBER | 7.61 | Medium | 0.9293 | 1.0761
201 | 9 | Jun-2026 | BCC-STR-CON-206 | 2.06 | STRUCTURE | Structural Works | EP-STR-CON | 4321984 | 3850 | m³ | 1122.59 | 22 | 63.4 | 2440.9737 | 2740138 | 63.4 | 2440.9737 | 2440.9737 | 2740138 | 2951737 | 2951737 | -211599 | 0 | 0.9283 | 1 | 4655761 | -333778 | 68.3 | 1605106 | 840115 | 506516 | 0 | AMBER | 7.72 | Medium | 0.9283 | 1.0772
202 | 10 | Jul-2026 | BCC-STR-CON-206 | 2.06 | STRUCTURE | Structural Works | EP-STR-CON | 4321984 | 3850 | m³ | 1122.59 | 22 | 66.51 | 2560.483 | 2874551 | 66.51 | 2560.483 | 2560.483 | 2874551 | 3099593 | 3099593 | -225042 | 0 | 0.9274 | 1 | 4660335 | -338352 | 71.72 | 1697038 | 875292 | 527263 | 0 | AMBER | 7.84 | Medium | 0.9273 | 1.0784
203 | 11 | Aug-2026 | BCC-STR-CON-206 | 2.06 | STRUCTURE | Structural Works | EP-STR-CON | 4321984 | 3850 | m³ | 1122.59 | 22 | 68 | 2618 | 2938949 | 68 | 2618 | 2618 | 2938949 | 3124464 | 3124464 | -185515 | 0 | 0.9406 | 1 | 4594839 | -272856 | 72.29 | 1710251 | 868123 | 546090 | 0 | AMBER | 6.32 | Medium | 0.9406 | 1.0631
204 | 12 | Sep-2026 | BCC-STR-CON-206 | 2.06 | STRUCTURE | Structural Works | EP-STR-CON | 4321984 | 3850 | m³ | 1122.59 | 22 | 77 | 2964.5 | 3327927 | 77 | 2964.5 | 2964.5 | 3327927 | 3551023 | 3551023 | -223096 | 0 | 0.9372 | 1 | 4611689 | -289706 | 82.16 | 1943024 | 1017744 | 590255 | 0 | AMBER | 6.7 | Medium | 0.9372 | 1.067
205 | 1 | Oct-2025 | BCC-STR-CON-207 | 2.07 | STRUCTURE | Structural Works | EP-STR-CON | 168634 | 95 | m³ | 1775.1 | 22 | 0 | 0 | 0 | 0 | 0 | 0 | 0 | 0 | 0 | 0 | 0 | - | - | 168634 | 0 | 0 | 0 | 0 | 0 | 0 | NOT STARTED | 0 | Low | - | 1
206 | 2 | Nov-2025 | BCC-STR-CON-207 | 2.07 | STRUCTURE | Structural Works | EP-STR-CON | 168634 | 95 | m³ | 1775.1 | 22 | 1.54 | 1.461 | 2597 | 1.54 | 1.461 | 1.461 | 2597 | 2749 | 2749 | -152 | 0 | 0.9447 | 1 | 178506 | -9872 | 1.63 | 1536 | 752 | 461 | 0 | AMBER | 6.02 | Medium | 0.9432 | 1.0602
207 | 3 | Dec-2025 | BCC-STR-CON-207 | 2.07 | STRUCTURE | Structural Works | EP-STR-CON | 168634 | 95 | m³ | 1775.1 | 22 | 4.73 | 4.4967 | 7976 | 4.73 | 4.4967 | 4.4967 | 7976 | 8472 | 8472 | -496 | 0 | 0.9415 | 1 | 179113 | -10478 | 5.02 | 4670 | 2362 | 1441 | 0 | AMBER | 6.13 | Medium | 0.9422 | 1.0613
208 | 4 | Jan-2026 | BCC-STR-CON-207 | 2.07 | STRUCTURE | Structural Works | EP-STR-CON | 168634 | 95 | m³ | 1775.1 | 22 | 10.89 | 10.3469 | 18364 | 10.89 | 10.3469 | 10.3469 | 18364 | 19515 | 19515 | -1151 | 0 | 0.941 | 1 | 179207 | -10572 | 11.57 | 10774 | 5388 | 3353 | 0 | AMBER | 6.25 | Medium | 0.9412 | 1.0625
209 | 5 | Feb-2026 | BCC-STR-CON-207 | 2.07 | STRUCTURE | Structural Works | EP-STR-CON | 168634 | 95 | m³ | 1775.1 | 22 | 21.21 | 20.1453 | 35767 | 21.21 | 20.1453 | 20.1453 | 35767 | 38035 | 38035 | -2268 | 0 | 0.9404 | 1 | 179323 | -10688 | 22.55 | 21192 | 10388 | 6455 | 0 | AMBER | 6.36 | Medium | 0.9402 | 1.0636
210 | 6 | Mar-2026 | BCC-STR-CON-207 | 2.07 | STRUCTURE | Structural Works | EP-STR-CON | 168634 | 95 | m³ | 1775.1 | 22 | 35 | 33.25 | 59022 | 35 | 33.25 | 33.25 | 59022 | 62844 | 62844 | -3822 | 0 | 0.9392 | 1 | 179552 | -10918 | 37.27 | 34270 | 17662 | 10912 | 0 | AMBER | 6.47 | Medium | 0.9392 | 1.0647
211 | 7 | Apr-2026 | BCC-STR-CON-207 | 2.07 | STRUCTURE | Structural Works | EP-STR-CON | 168634 | 95 | m³ | 1775.1 | 22 | 48.79 | 46.3547 | 82277 | 48.79 | 46.3547 | 46.3547 | 82277 | 87706 | 87706 | -5429 | 0 | 0.9381 | 1 | 179762 | -11128 | 52.01 | 48549 | 24152 | 15005 | 0 | AMBER | 6.59 | Medium | 0.9382 | 1.0659
212 | 8 | May-2026 | BCC-STR-CON-207 | 2.07 | STRUCTURE | Structural Works | EP-STR-CON | 168634 | 95 | m³ | 1775.1 | 22 | 59.11 | 56.1531 | 99680 | 59.11 | 56.1531 | 56.1531 | 99680 | 106358 | 106358 | -6678 | 0 | 0.9372 | 1 | 179933 | -11298 | 63.07 | 58291 | 30282 | 17786 | 0 | AMBER | 6.7 | Medium | 0.9372 | 1.067
213 | 9 | Jun-2026 | BCC-STR-CON-207 | 2.07 | STRUCTURE | Structural Works | EP-STR-CON | 168634 | 95 | m³ | 1775.1 | 22 | 65.27 | 62.0033 | 110068 | 65.27 | 62.0033 | 62.0033 | 110068 | 117565 | 117565 | -7497 | 0 | 0.9362 | 1 | 180123 | -11488 | 69.72 | 65178 | 32125 | 20262 | 0 | AMBER | 6.81 | Medium | 0.9362 | 1.0682
214 | 10 | Jul-2026 | BCC-STR-CON-207 | 2.07 | STRUCTURE | Structural Works | EP-STR-CON | 168634 | 95 | m³ | 1775.1 | 22 | 68.46 | 65.039 | 115447 | 68.46 | 65.039 | 65.039 | 115447 | 123452 | 123452 | -8005 | 0 | 0.9352 | 1 | 180325 | -11690 | 73.21 | 66958 | 35582 | 20912 | 0 | AMBER | 6.93 | Medium | 0.9352 | 1.0693
215 | 11 | Aug-2026 | BCC-STR-CON-207 | 2.07 | STRUCTURE | Structural Works | EP-STR-CON | 168634 | 95 | m³ | 1775.1 | 22 | 70 | 66.5 | 118044 | 70 | 66.5 | 66.5 | 118044 | 125309 | 125309 | -7265 | 0 | 0.942 | 1 | 179014 | -10380 | 74.31 | 69451 | 34118 | 21739 | 0 | AMBER | 6.16 | Medium | 0.942 | 1.0616
216 | 12 | Sep-2026 | BCC-STR-CON-207 | 2.07 | STRUCTURE | Structural Works | EP-STR-CON | 168634 | 95 | m³ | 1775.1 | 22 | 74 | 70.3 | 124790 | 74 | 70.3 | 70.3 | 124790 | 135796 | 135796 | -11006 | 0 | 0.919 | 1 | 183505 | -14870 | 80.53 | 74326 | 37851 | 23619 | 0 | AMBER | 8.83 | Medium | 0.9189 | 1.0882
217 | 1 | Oct-2025 | BCC-STR-FWK-208 | 2.08 | STRUCTURE | Structural Works | EP-STR-FWK | 589595 | 1850 | m² | 318.7 | 22 | 0 | 0 | 0 | 0 | 0 | 0 | 0 | 0 | 0 | 0 | 0 | - | - | 589595 | 0 | 0 | 0 | 0 | 0 | 0 | NOT STARTED | 0 | Low | - | 1
218 | 2 | Nov-2025 | BCC-STR-FWK-208 | 2.08 | STRUCTURE | Structural Works | EP-STR-FWK | 589595 | 1850 | m² | 318.7 | 22 | 1.43 | 26.4187 | 8431 | 1.43 | 26.4187 | 26.4187 | 8431 | 8952 | 8952 | -521 | 0 | 0.9418 | 1 | 626030 | -36435 | 1.52 | 4965 | 2510 | 1476 | 0 | AMBER | 6.32 | Medium | 0.9406 | 1.0632
219 | 3 | Dec-2025 | BCC-STR-FWK-208 | 2.08 | STRUCTURE | Structural Works | EP-STR-FWK | 589595 | 1850 | m² | 318.7 | 22 | 4.4 | 81.3117 | 25942 | 4.4 | 81.3117 | 81.3117 | 25942 | 27578 | 27578 | -1636 | 0 | 0.9407 | 1 | 626762 | -37167 | 4.68 | 15314 | 7675 | 4590 | 0 | AMBER | 6.43 | Medium | 0.9396 | 1.0643
220 | 4 | Jan-2026 | BCC-STR-FWK-208 | 2.08 | STRUCTURE | Structural Works | EP-STR-FWK | 589595 | 1850 | m² | 318.7 | 22 | 10.11 | 187.0999 | 59608 | 10.11 | 187.0999 | 187.0999 | 59608 | 63527 | 63527 | -3919 | 0 | 0.9383 | 1 | 628364 | -38769 | 10.77 | 34758 | 17745 | 11023 | 0 | AMBER | 6.54 | Medium | 0.9386 | 1.0654
221 | 5 | Feb-2026 | BCC-STR-FWK-208 | 2.08 | STRUCTURE | Structural Works | EP-STR-FWK | 589595 | 1850 | m² | 318.7 | 22 | 19.69 | 364.2814 | 116091 | 19.69 | 364.2814 | 364.2814 | 116091 | 123819 | 123819 | -7728 | 0 | 0.9376 | 1 | 628836 | -39241 | 21 | 67292 | 35068 | 21459 | 0 | AMBER | 6.66 | Medium | 0.9376 | 1.0665
222 | 6 | Mar-2026 | BCC-STR-FWK-208 | 2.08 | STRUCTURE | Structural Works | EP-STR-FWK | 589595 | 1850 | m² | 318.7 | 22 | 32.5 | 601.25 | 191618 | 32.5 | 601.25 | 601.25 | 191618 | 204582 | 204582 | -12964 | 0 | 0.9366 | 1 | 629499 | -39904 | 34.7 | 113432 | 55924 | 35226 | 0 | AMBER | 6.77 | Medium | 0.9366 | 1.0677
223 | 7 | Apr-2026 | BCC-STR-FWK-208 | 2.08 | STRUCTURE | Structural Works | EP-STR-FWK | 589595 | 1850 | m² | 318.7 | 22 | 45.31 | 838.2186 | 267145 | 45.31 | 838.2186 | 838.2186 | 267145 | 285519 | 285519 | -18374 | 0 | 0.9356 | 1 | 630164 | -40569 | 48.43 | 155810 | 81178 | 48530 | 0 | AMBER | 6.88 | Medium | 0.9356 | 1.0688
224 | 8 | May-2026 | BCC-STR-FWK-208 | 2.08 | STRUCTURE | Structural Works | EP-STR-FWK | 589595 | 1850 | m² | 318.7 | 22 | 54.89 | 1015.4001 | 323629 | 54.89 | 1015.4001 | 1015.4001 | 323629 | 346241 | 346241 | -22612 | 0 | 0.9347 | 1 | 630788 | -41193 | 58.73 | 189704 | 98740 | 57797 | 0 | AMBER | 7 | Medium | 0.9346 | 1.07
225 | 9 | Jun-2026 | BCC-STR-FWK-208 | 2.08 | STRUCTURE | Structural Works | EP-STR-FWK | 589595 | 1850 | m² | 318.7 | 22 | 60.6 | 1121.1883 | 357294 | 60.6 | 1121.1883 | 1121.1883 | 357294 | 382723 | 382723 | -25429 | 0 | 0.9336 | 1 | 631546 | -41951 | 64.91 | 209927 | 107722 | 65074 | 0 | AMBER | 7.11 | Medium | 0.9336 | 1.0711
226 | 10 | Jul-2026 | BCC-STR-FWK-208 | 2.08 | STRUCTURE | Structural Works | EP-STR-FWK | 589595 | 1850 | m² | 318.7 | 22 | 63.57 | 1176.0813 | 374805 | 63.57 | 1176.0813 | 1176.0813 | 374805 | 401892 | 401892 | -27087 | 0 | 0.9326 | 1 | 632205 | -42610 | 68.16 | 219023 | 114348 | 68520 | 0 | AMBER | 7.23 | Medium | 0.9326 | 1.0722
227 | 11 | Aug-2026 | BCC-STR-FWK-208 | 2.08 | STRUCTURE | Structural Works | EP-STR-FWK | 589595 | 1850 | m² | 318.7 | 22 | 65 | 1202.5 | 383237 | 65 | 1202.5 | 1202.5 | 383237 | 399195 | 399195 | -15958 | 0 | 0.96 | 1 | 614151 | -24556 | 67.71 | 220765 | 110152 | 68278 | 0 | GREEN | 4.17 | Low | 0.96 | 1.0416
228 | 12 | Sep-2026 | BCC-STR-FWK-208 | 2.08 | STRUCTURE | Structural Works | EP-STR-FWK | 589595 | 1850 | m² | 318.7 | 22 | 67 | 1239.5 | 395029 | 67 | 1239.5 | 1239.5 | 395029 | 420991 | 420991 | -25962 | 0 | 0.9383 | 1 | 628351 | -38756 | 71.4 | 232371 | 115070 | 73550 | 0 | AMBER | 6.58 | Medium | 0.9383 | 1.0657
229 | 1 | Oct-2025 | BCC-STR-FWK-209 | 2.09 | STRUCTURE | Structural Works | EP-STR-FWK | 1185624 | 5200 | m² | 228 | 22 | 0 | 0 | 0 | 0 | 0 | 0 | 0 | 0 | 0 | 0 | 0 | - | - | 1185624 | 0 | 0 | 0 | 0 | 0 | 0 | NOT STARTED | 0 | Low | - | 1
230 | 2 | Nov-2025 | BCC-STR-FWK-209 | 2.09 | STRUCTURE | Structural Works | EP-STR-FWK | 1185624 | 5200 | m² | 228 | 22 | 1.32 | 68.5458 | 15650 | 1.32 | 68.5458 | 68.5458 | 15650 | 16602 | 16602 | -952 | 0 | 0.9427 | 1 | 1257691 | -72066 | 1.4 | 9270 | 4528 | 2803 | 0 | AMBER | 6.22 | Medium | 0.9414 | 1.0622
231 | 3 | Dec-2025 | BCC-STR-FWK-209 | 2.09 | STRUCTURE | Structural Works | EP-STR-FWK | 1185624 | 5200 | m² | 228 | 22 | 4.06 | 210.971 | 48136 | 4.06 | 210.971 | 210.971 | 48136 | 51152 | 51152 | -3016 | 0 | 0.941 | 1 | 1259960 | -74336 | 4.31 | 28248 | 14235 | 8668 | 0 | AMBER | 6.34 | Medium | 0.9404 | 1.0634
232 | 4 | Jan-2026 | BCC-STR-FWK-209 | 2.09 | STRUCTURE | Structural Works | EP-STR-FWK | 1185624 | 5200 | m² | 228 | 22 | 9.34 | 485.4484 | 110737 | 9.34 | 485.4484 | 485.4484 | 110737 | 117827 | 117827 | -7090 | 0 | 0.9398 | 1 | 1261568 | -75944 | 9.94 | 65227 | 32094 | 20506 | 0 | AMBER | 6.45 | Medium | 0.9394 | 1.0645
233 | 5 | Feb-2026 | BCC-STR-FWK-209 | 2.09 | STRUCTURE | Structural Works | EP-STR-FWK | 1185624 | 5200 | m² | 228 | 22 | 18.18 | 945.1624 | 215547 | 18.18 | 945.1624 | 945.1624 | 215547 | 229652 | 229652 | -14105 | 0 | 0.9386 | 1 | 1263189 | -77564 | 19.37 | 126989 | 64335 | 38327 | 0 | AMBER | 6.56 | Medium | 0.9384 | 1.0656
234 | 6 | Mar-2026 | BCC-STR-FWK-209 | 2.09 | STRUCTURE | Structural Works | EP-STR-FWK | 1185624 | 5200 | m² | 228 | 22 | 30 | 1560 | 355687 | 30 | 1560 | 1560 | 355687 | 379447 | 379447 | -23760 | 0 | 0.9374 | 1 | 1264808 | -79184 | 32 | 209972 | 106837 | 62638 | 0 | AMBER | 6.68 | Medium | 0.9374 | 1.0668
235 | 7 | Apr-2026 | BCC-STR-FWK-209 | 2.09 | STRUCTURE | Structural Works | EP-STR-FWK | 1185624 | 5200 | m² | 228 | 22 | 41.82 | 2174.8376 | 495828 | 41.82 | 2174.8376 | 2174.8376 | 495828 | 529561 | 529561 | -33733 | 0 | 0.9363 | 1 | 1266287 | -80662 | 44.67 | 290377 | 147995 | 91190 | 0 | AMBER | 6.79 | Medium | 0.9364 | 1.0679
236 | 8 | May-2026 | BCC-STR-FWK-209 | 2.09 | STRUCTURE | Structural Works | EP-STR-FWK | 1185624 | 5200 | m² | 228 | 22 | 50.66 | 2634.5516 | 600637 | 50.66 | 2634.5516 | 2634.5516 | 600637 | 642185 | 642185 | -41548 | 0 | 0.9353 | 1 | 1267639 | -82014 | 54.16 | 352752 | 182934 | 106500 | 0 | AMBER | 6.91 | Medium | 0.9354 | 1.0691
237 | 9 | Jun-2026 | BCC-STR-FWK-209 | 2.09 | STRUCTURE | Structural Works | EP-STR-FWK | 1185624 | 5200 | m² | 228 | 22 | 55.94 | 2909.029 | 663238 | 55.94 | 2909.029 | 2909.029 | 663238 | 709849 | 709849 | -46611 | 0 | 0.9343 | 1 | 1268970 | -83346 | 59.87 | 392632 | 195599 | 121618 | 0 | AMBER | 7.02 | Medium | 0.9344 | 1.0702
238 | 10 | Jul-2026 | BCC-STR-FWK-209 | 2.09 | STRUCTURE | Structural Works | EP-STR-FWK | 1185624 | 5200 | m² | 228 | 22 | 58.68 | 3051.4542 | 695724 | 58.68 | 3051.4542 | 3051.4542 | 695724 | 745401 | 745401 | -49677 | 0 | 0.9334 | 1 | 1270257 | -84632 | 62.87 | 409748 | 212004 | 123649 | 0 | AMBER | 7.14 | Medium | 0.9334 | 1.0714
239 | 11 | Aug-2026 | BCC-STR-FWK-209 | 2.09 | STRUCTURE | Structural Works | EP-STR-FWK | 1185624 | 5200 | m² | 228 | 22 | 74 | 3120 | 877362 | 60 | 3120 | 3120 | 711375 | 743005 | 743005 | -31630 | -165987 | 0.9574 | 0.8108 | 1238356 | -52732 | 62.67 | 414781 | 205375 | 122848 | 0 | GREEN | 4.45 | Low | 0.9574 | 1.0445
240 | 12 | Sep-2026 | BCC-STR-FWK-209 | 2.09 | STRUCTURE | Structural Works | EP-STR-FWK | 1185624 | 5200 | m² | 228 | 22 | 74 | 3848 | 877362 | 74 | 3848 | 3848 | 877362 | 943472 | 943472 | -66110 | 0 | 0.9299 | 1 | 1274973 | -89348 | 79.58 | 517732 | 262535 | 163205 | 0 | AMBER | 7.54 | Medium | 0.9299 | 1.0754
241 | 1 | Oct-2025 | BCC-STR-FWK-210 | 2.10 | STRUCTURE | Structural Works | EP-STR-FWK | 599391 | 2400 | m² | 249.75 | 22 | 0 | 0 | 0 | 0 | 0 | 0 | 0 | 0 | 0 | 0 | 0 | - | - | 599391 | 0 | 0 | 0 | 0 | 0 | 0 | NOT STARTED | 0 | Low | - | 1
242 | 2 | Nov-2025 | BCC-STR-FWK-210 | 2.10 | STRUCTURE | Structural Works | EP-STR-FWK | 599391 | 2400 | m² | 249.75 | 22 | 1.54 | 36.9093 | 9231 | 1.54 | 36.9093 | 36.9093 | 9231 | 9857 | 9857 | -626 | 0 | 0.9365 | 1 | 640033 | -40642 | 1.64 | 5467 | 2742 | 1648 | 0 | AMBER | 6.94 | Medium | 0.9351 | 1.0694
243 | 3 | Dec-2025 | BCC-STR-FWK-210 | 2.10 | STRUCTURE | Structural Works | EP-STR-FWK | 599391 | 2400 | m² | 249.75 | 22 | 4.73 | 113.5998 | 28351 | 4.73 | 113.5998 | 113.5998 | 28351 | 30370 | 30370 | -2019 | 0 | 0.9335 | 1 | 642089 | -42698 | 5.07 | 16902 | 8318 | 5149 | 0 | AMBER | 7.04 | Medium | 0.9342 | 1.0704
244 | 4 | Jan-2026 | BCC-STR-FWK-210 | 2.10 | STRUCTURE | Structural Works | EP-STR-FWK | 599391 | 2400 | m² | 249.75 | 22 | 10.89 | 261.3953 | 65274 | 10.89 | 261.3953 | 261.3953 | 65274 | 69957 | 69957 | -4683 | 0 | 0.9331 | 1 | 642368 | -42977 | 11.67 | 38936 | 19302 | 11719 | 0 | AMBER | 7.16 | Medium | 0.9332 | 1.0716
245 | 5 | Feb-2026 | BCC-STR-FWK-210 | 2.10 | STRUCTURE | Structural Works | EP-STR-FWK | 599391 | 2400 | m² | 249.75 | 22 | 21.21 | 508.9336 | 127131 | 21.21 | 508.9336 | 508.9336 | 127131 | 136352 | 136352 | -9221 | 0 | 0.9324 | 1 | 642851 | -43460 | 22.75 | 75618 | 37850 | 22885 | 0 | AMBER | 7.27 | Medium | 0.9322 | 1.0727
246 | 6 | Mar-2026 | BCC-STR-FWK-210 | 2.10 | STRUCTURE | Structural Works | EP-STR-FWK | 599391 | 2400 | m² | 249.75 | 22 | 35 | 840 | 209787 | 35 | 840 | 840 | 209787 | 225292 | 225292 | -15505 | 0 | 0.9312 | 1 | 643681 | -44290 | 37.59 | 124192 | 62397 | 38702 | 0 | AMBER | 7.39 | Medium | 0.9312 | 1.0739
247 | 7 | Apr-2026 | BCC-STR-FWK-210 | 2.10 | STRUCTURE | Structural Works | EP-STR-FWK | 599391 | 2400 | m² | 249.75 | 22 | 48.79 | 1171.0664 | 292443 | 48.79 | 1171.0664 | 1171.0664 | 292443 | 314422 | 314422 | -21979 | 0 | 0.9301 | 1 | 644438 | -45047 | 52.46 | 169257 | 90182 | 54984 | 0 | AMBER | 7.5 | Medium | 0.9302 | 1.075
248 | 8 | May-2026 | BCC-STR-FWK-210 | 2.10 | STRUCTURE | Structural Works | EP-STR-FWK | 599391 | 2400 | m² | 249.75 | 22 | 59.11 | 1418.6047 | 354300 | 59.11 | 1418.6047 | 1418.6047 | 354300 | 381295 | 381295 | -26995 | 0 | 0.9292 | 1 | 645061 | -45670 | 63.61 | 211229 | 103836 | 66229 | 0 | AMBER | 7.62 | Medium | 0.9292 | 1.0762
249 | 9 | Jun-2026 | BCC-STR-FWK-210 | 2.10 | STRUCTURE | Structural Works | EP-STR-FWK | 599391 | 2400 | m² | 249.75 | 22 | 65.27 | 1566.4002 | 391223 | 65.27 | 1566.4002 | 1566.4002 | 391223 | 421472 | 421472 | -30249 | 0 | 0.9282 | 1 | 645743 | -46352 | 70.32 | 234923 | 115946 | 70603 | 0 | AMBER | 7.74 | Medium | 0.9282 | 1.0774
250 | 10 | Jul-2026 | BCC-STR-FWK-210 | 2.10 | STRUCTURE | Structural Works | EP-STR-FWK | 599391 | 2400 | m² | 249.75 | 22 | 68.46 | 1643.0907 | 410343 | 68.46 | 1643.0907 | 1643.0907 | 410343 | 442585 | 442585 | -32242 | 0 | 0.9272 | 1 | 646476 | -47085 | 73.84 | 240907 | 125701 | 75977 | 0 | AMBER | 7.85 | Medium | 0.9272 | 1.0785
251 | 11 | Aug-2026 | BCC-STR-FWK-210 | 2.10 | STRUCTURE | Structural Works | EP-STR-FWK | 599391 | 2400 | m² | 249.75 | 22 | 74 | 1680 | 443549 | 70 | 1680 | 1680 | 419574 | 444970 | 444970 | -25396 | -23975 | 0.9429 | 0.9459 | 635676 | -36285 | 74.24 | 241604 | 126656 | 76710 | 0 | AMBER | 6.06 | Medium | 0.9429 | 1.0605
252 | 12 | Sep-2026 | BCC-STR-FWK-210 | 2.10 | STRUCTURE | Structural Works | EP-STR-FWK | 599391 | 2400 | m² | 249.75 | 22 | 74 | 1776 | 443549 | 74 | 1776 | 1776 | 443549 | 456491 | 456491 | -12942 | 0 | 0.9716 | 1 | 616888 | -17497 | 76.16 | 254077 | 124412 | 78002 | 0 | GREEN | 2.92 | Low | 0.9716 | 1.0292
253 | 1 | Oct-2025 | BCC-STR-FWK-211 | 2.11 | STRUCTURE | Structural Works | EP-STR-FWK | 3908735 | 21500 | m² | 181.8 | 22 | 0 | 0 | 0 | 0 | 0 | 0 | 0 | 0 | 0 | 0 | 0 | - | - | 3908735 | 0 | 0 | 0 | 0 | 0 | 0 | NOT STARTED | 0 | Low | - | 1
254 | 2 | Nov-2025 | BCC-STR-FWK-211 | 2.11 | STRUCTURE | Structural Works | EP-STR-FWK | 3908735 | 21500 | m² | 181.8 | 22 | 1.23 | 264.5166 | 48077 | 1.23 | 264.5166 | 264.5166 | 48077 | 50957 | 50957 | -2880 | 0 | 0.9435 | 1 | 4142804 | -234069 | 1.3 | 28031 | 14263 | 8663 | 0 | AMBER | 5.97 | Medium | 0.9437 | 1.0597
255 | 3 | Dec-2025 | BCC-STR-FWK-211 | 2.11 | STRUCTURE | Structural Works | EP-STR-FWK | 3908735 | 21500 | m² | 181.8 | 22 | 3.79 | 814.1316 | 148141 | 3.79 | 814.1316 | 814.1316 | 148141 | 157003 | 157003 | -8862 | 0 | 0.9436 | 1 | 4142372 | -233637 | 4.02 | 85932 | 44550 | 26522 | 0 | AMBER | 6.08 | Medium | 0.9427 | 1.0608
256 | 4 | Jan-2026 | BCC-STR-FWK-211 | 2.11 | STRUCTURE | Structural Works | EP-STR-FWK | 3908735 | 21500 | m² | 181.8 | 22 | 8.71 | 1873.333 | 340451 | 8.71 | 1873.333 | 1873.333 | 340451 | 361650 | 361650 | -21199 | 0 | 0.9414 | 1 | 4152052 | -243317 | 9.25 | 196196 | 104243 | 61211 | 0 | AMBER | 6.19 | Medium | 0.9417 | 1.0619
257 | 5 | Feb-2026 | BCC-STR-FWK-211 | 2.11 | STRUCTURE | Structural Works | EP-STR-FWK | 3908735 | 21500 | m² | 181.8 | 22 | 16.96 | 3647.3576 | 662921 | 16.96 | 3647.3576 | 3647.3576 | 662921 | 704878 | 704878 | -41957 | 0 | 0.9405 | 1 | 4156036 | -247301 | 18.03 | 389957 | 194153 | 120768 | 0 | AMBER | 6.3 | Medium | 0.9407 | 1.063
258 | 6 | Mar-2026 | BCC-STR-FWK-211 | 2.11 | STRUCTURE | Structural Works | EP-STR-FWK | 3908735 | 21500 | m² | 181.8 | 22 | 28 | 6020 | 1094446 | 28 | 6020 | 6020 | 1094446 | 1164647 | 1164647 | -70201 | 0 | 0.9397 | 1 | 4159527 | -250792 | 29.8 | 645096 | 325924 | 193627 | 0 | AMBER | 6.42 | Medium | 0.9397 | 1.0642
259 | 7 | Apr-2026 | BCC-STR-FWK-211 | 2.11 | STRUCTURE | Structural Works | EP-STR-FWK | 3908735 | 21500 | m² | 181.8 | 22 | 39.04 | 8392.6424 | 1525970 | 39.04 | 8392.6424 | 8392.6424 | 1525970 | 1625394 | 1625394 | -99424 | 0 | 0.9388 | 1 | 4163491 | -254756 | 41.58 | 910444 | 446473 | 268478 | 0 | AMBER | 6.53 | Medium | 0.9387 | 1.0653
260 | 8 | May-2026 | BCC-STR-FWK-211 | 2.11 | STRUCTURE | Structural Works | EP-STR-FWK | 3908735 | 21500 | m² | 181.8 | 22 | 47.29 | 10166.667 | 1848441 | 47.29 | 10166.667 | 10166.667 | 1848441 | 1971067 | 1971067 | -122626 | 0 | 0.9378 | 1 | 4168011 | -259276 | 50.43 | 1094448 | 535941 | 340678 | 0 | AMBER | 6.64 | Medium | 0.9377 | 1.0664
261 | 9 | Jun-2026 | BCC-STR-FWK-211 | 2.11 | STRUCTURE | Structural Works | EP-STR-FWK | 3908735 | 21500 | m² | 181.8 | 22 | 52.21 | 11225.8684 | 2040751 | 52.21 | 11225.8684 | 11225.8684 | 2040751 | 2178744 | 2178744 | -137993 | 0 | 0.9367 | 1 | 4172962 | -264227 | 55.74 | 1214524 | 599884 | 364335 | 0 | AMBER | 6.76 | Medium | 0.9367 | 1.0676
262 | 10 | Jul-2026 | BCC-STR-FWK-211 | 2.11 | STRUCTURE | Structural Works | EP-STR-FWK | 3908735 | 21500 | m² | 181.8 | 22 | 54.77 | 11775.4834 | 2140814 | 54.77 | 11775.4834 | 11775.4834 | 2140814 | 2287857 | 2287857 | -147043 | 0 | 0.9357 | 1 | 4177267 | -268532 | 58.53 | 1251502 | 640873 | 395482 | 0 | AMBER | 6.87 | Medium | 0.9357 | 1.0687
263 | 11 | Aug-2026 | BCC-STR-FWK-211 | 2.11 | STRUCTURE | Structural Works | EP-STR-FWK | 3908735 | 21500 | m² | 181.8 | 22 | 75 | 12040 | 2931551 | 56 | 12040 | 12040 | 2188892 | 2350354 | 2350354 | -161462 | -742659 | 0.9313 | 0.7467 | 4197066 | -288331 | 60.13 | 1284793 | 677375 | 388187 | 0 | AMBER | 7.38 | Medium | 0.9313 | 1.0738
264 | 12 | Sep-2026 | BCC-STR-FWK-211 | 2.11 | STRUCTURE | Structural Works | EP-STR-FWK | 3908735 | 21500 | m² | 181.8 | 22 | 66 | 14190 | 2579765 | 66 | 14190 | 14190 | 2579765 | 2788794 | 2788794 | -209029 | 0 | 0.925 | 1 | 4225518 | -316783 | 71.35 | 1531846 | 777795 | 479152 | 0 | AMBER | 8.11 | Medium | 0.925 | 1.081
265 | 1 | Oct-2025 | BCC-STR-RBR-212 | 2.12 | STRUCTURE | Structural Works | EP-STR-RBR | 2135495 | 125 | Tonne | 17083.96 | 22 | 0 | 0 | 0 | 0 | 0 | 0 | 0 | 0 | 0 | 0 | 0 | - | - | 2135495 | 0 | 0 | 0 | 0 | 0 | 0 | NOT STARTED | 0 | Low | - | 1
266 | 2 | Nov-2025 | BCC-STR-RBR-212 | 2.12 | STRUCTURE | Structural Works | EP-STR-RBR | 2135495 | 125 | Tonne | 17083.96 | 22 | 1.38 | 1.7301 | 29470 | 1.38 | 1.7301 | 1.7301 | 29470 | 31614 | 31614 | -2144 | 0 | 0.9322 | 1 | 2290813 | -155318 | 1.48 | 17297 | 8941 | 5376 | 0 | AMBER | 6.95 | Medium | 0.935 | 1.0695
267 | 3 | Dec-2025 | BCC-STR-RBR-212 | 2.12 | STRUCTURE | Structural Works | EP-STR-RBR | 2135495 | 125 | Tonne | 17083.96 | 22 | 4.26 | 5.325 | 90972 | 4.26 | 5.325 | 5.325 | 90972 | 97404 | 97404 | -6432 | 0 | 0.934 | 1 | 2286401 | -150906 | 4.56 | 52985 | 27868 | 16550 | 0 | AMBER | 7.07 | Medium | 0.934 | 1.0707
268 | 4 | Jan-2026 | BCC-STR-RBR-212 | 2.12 | STRUCTURE | Structural Works | EP-STR-RBR | 2135495 | 125 | Tonne | 17083.96 | 22 | 9.8 | 12.2529 | 209279 | 9.8 | 12.2529 | 12.2529 | 209279 | 224370 | 224370 | -15091 | 0 | 0.9327 | 1 | 2289574 | -154079 | 10.51 | 124482 | 62556 | 37332 | 0 | AMBER | 7.18 | Medium | 0.933 | 1.0718
269 | 5 | Feb-2026 | BCC-STR-RBR-212 | 2.12 | STRUCTURE | Structural Works | EP-STR-RBR | 2135495 | 125 | Tonne | 17083.96 | 22 | 19.09 | 23.8563 | 407666 | 19.09 | 23.8563 | 23.8563 | 407666 | 437314 | 437314 | -29648 | 0 | 0.9322 | 1 | 2290810 | -155315 | 20.48 | 242962 | 119967 | 74385 | 0 | AMBER | 7.3 | Medium | 0.932 | 1.073
270 | 6 | Mar-2026 | BCC-STR-RBR-212 | 2.12 | STRUCTURE | Structural Works | EP-STR-RBR | 2135495 | 125 | Tonne | 17083.96 | 22 | 31.5 | 39.375 | 672681 | 31.5 | 39.375 | 39.375 | 672681 | 722566 | 722566 | -49885 | 0 | 0.931 | 1 | 2293795 | -158300 | 33.84 | 392719 | 206198 | 123648 | 0 | AMBER | 7.41 | Medium | 0.931 | 1.0741
271 | 7 | Apr-2026 | BCC-STR-RBR-212 | 2.12 | STRUCTURE | Structural Works | EP-STR-RBR | 2135495 | 125 | Tonne | 17083.96 | 22 | 43.91 | 54.8937 | 937696 | 43.91 | 54.8937 | 54.8937 | 937696 | 1008431 | 1008431 | -70735 | 0 | 0.9299 | 1 | 2296526 | -161031 | 47.22 | 551985 | 287245 | 169202 | 0 | AMBER | 7.53 | Medium | 0.93 | 1.0753
272 | 8 | May-2026 | BCC-STR-RBR-212 | 2.12 | STRUCTURE | Structural Works | EP-STR-RBR | 2135495 | 125 | Tonne | 17083.96 | 22 | 53.2 | 66.4971 | 1136083 | 53.2 | 66.4971 | 66.4971 | 1136083 | 1222908 | 1222908 | -86825 | 0 | 0.929 | 1 | 2298701 | -163206 | 57.27 | 676737 | 341728 | 204442 | 0 | AMBER | 7.64 | Medium | 0.929 | 1.0765
273 | 9 | Jun-2026 | BCC-STR-RBR-212 | 2.12 | STRUCTURE | Structural Works | EP-STR-RBR | 2135495 | 125 | Tonne | 17083.96 | 22 | 58.74 | 73.425 | 1254390 | 58.74 | 73.425 | 73.425 | 1254390 | 1351770 | 1351770 | -97380 | 0 | 0.928 | 1 | 2301237 | -165742 | 63.3 | 739839 | 377298 | 234633 | 0 | AMBER | 7.76 | Medium | 0.928 | 1.0776
274 | 10 | Jul-2026 | BCC-STR-RBR-212 | 2.12 | STRUCTURE | Structural Works | EP-STR-RBR | 2135495 | 125 | Tonne | 17083.96 | 22 | 61.62 | 77.0199 | 1315892 | 61.62 | 77.0199 | 77.0199 | 1315892 | 1419482 | 1419482 | -103590 | 0 | 0.927 | 1 | 2303628 | -168133 | 66.47 | 769903 | 404447 | 245132 | 0 | AMBER | 7.87 | Medium | 0.927 | 1.0788
275 | 11 | Aug-2026 | BCC-STR-RBR-212 | 2.12 | STRUCTURE | Structural Works | EP-STR-RBR | 2135495 | 125 | Tonne | 17083.96 | 22 | 63 | 78.75 | 1345362 | 63 | 78.75 | 78.75 | 1345362 | 1439606 | 1439606 | -94244 | 0 | 0.9345 | 1 | 2285120 | -149625 | 67.41 | 791616 | 399295 | 248695 | 0 | AMBER | 7.01 | Medium | 0.9345 | 1.0701
276 | 12 | Sep-2026 | BCC-STR-RBR-212 | 2.12 | STRUCTURE | Structural Works | EP-STR-RBR | 2135495 | 125 | Tonne | 17083.96 | 22 | 67 | 83.75 | 1430782 | 67 | 83.75 | 83.75 | 1430782 | 1514495 | 1514495 | -83713 | 0 | 0.9447 | 1 | 2260460 | -124965 | 70.92 | 826041 | 434103 | 254351 | 0 | AMBER | 5.85 | Medium | 0.9447 | 1.0585
277 | 1 | Oct-2025 | BCC-STR-RBR-213 | 2.13 | STRUCTURE | Structural Works | EP-STR-RBR | 5037301 | 196 | Tonne | 25700.52 | 22 | 0 | 0 | 0 | 0 | 0 | 0 | 0 | 0 | 0 | 0 | 0 | - | - | 5037301 | 0 | 0 | 0 | 0 | 0 | 0 | NOT STARTED | 0 | Low | - | 1
278 | 2 | Nov-2025 | BCC-STR-RBR-213 | 2.13 | STRUCTURE | Structural Works | EP-STR-RBR | 5037301 | 196 | Tonne | 25700.52 | 22 | 1.47 | 2.8851 | 74048 | 1.47 | 2.8851 | 2.8851 | 74048 | 79535 | 79535 | -5487 | 0 | 0.931 | 1 | 5410634 | -373333 | 1.58 | 43805 | 22610 | 13119 | 0 | AMBER | 7.26 | Medium | 0.9323 | 1.0726
279 | 3 | Dec-2025 | BCC-STR-RBR-213 | 2.13 | STRUCTURE | Structural Works | EP-STR-RBR | 5037301 | 196 | Tonne | 25700.52 | 22 | 4.53 | 8.8797 | 228190 | 4.53 | 8.8797 | 8.8797 | 228190 | 245055 | 245055 | -16865 | 0 | 0.9312 | 1 | 5409478 | -372177 | 4.86 | 134836 | 69141 | 41078 | 0 | AMBER | 7.38 | Medium | 0.9313 | 1.0738
280 | 4 | Jan-2026 | BCC-STR-RBR-213 | 2.13 | STRUCTURE | Structural Works | EP-STR-RBR | 5037301 | 196 | Tonne | 25700.52 | 22 | 10.42 | 20.4324 | 524887 | 10.42 | 20.4324 | 20.4324 | 524887 | 564485 | 564485 | -39598 | 0 | 0.9299 | 1 | 5417065 | -379764 | 11.21 | 314337 | 154350 | 95798 | 0 | AMBER | 7.49 | Medium | 0.9303 | 1.0749
281 | 5 | Feb-2026 | BCC-STR-RBR-213 | 2.13 | STRUCTURE | Structural Works | EP-STR-RBR | 5037301 | 196 | Tonne | 25700.52 | 22 | 20.3 | 39.7816 | 1022572 | 20.3 | 39.7816 | 39.7816 | 1022572 | 1100228 | 1100228 | -77656 | 0 | 0.9294 | 1 | 5419928 | -382627 | 21.84 | 618278 | 299183 | 182767 | 0 | AMBER | 7.61 | Medium | 0.9293 | 1.0761
282 | 6 | Mar-2026 | BCC-STR-RBR-213 | 2.13 | STRUCTURE | Structural Works | EP-STR-RBR | 5037301 | 196 | Tonne | 25700.52 | 22 | 33.5 | 65.66 | 1687496 | 33.5 | 65.66 | 65.66 | 1687496 | 1817893 | 1817893 | -130397 | 0 | 0.9283 | 1 | 5426430 | -389129 | 36.09 | 998310 | 504555 | 315028 | 0 | AMBER | 7.72 | Medium | 0.9283 | 1.0772
283 | 7 | Apr-2026 | BCC-STR-RBR-213 | 2.13 | STRUCTURE | Structural Works | EP-STR-RBR | 5037301 | 196 | Tonne | 25700.52 | 22 | 46.7 | 91.5384 | 2352420 | 46.7 | 91.5384 | 91.5384 | 2352420 | 2537106 | 2537106 | -184686 | 0 | 0.9272 | 1 | 5432793 | -395492 | 50.37 | 1393316 | 705162 | 438628 | 0 | AMBER | 7.84 | Medium | 0.9273 | 1.0784
284 | 8 | May-2026 | BCC-STR-RBR-213 | 2.13 | STRUCTURE | Structural Works | EP-STR-RBR | 5037301 | 196 | Tonne | 25700.52 | 22 | 56.58 | 110.8876 | 2850105 | 56.58 | 110.8876 | 110.8876 | 2850105 | 3076714 | 3076714 | -226609 | 0 | 0.9263 | 1 | 5437932 | -400631 | 61.08 | 1677957 | 860257 | 538500 | 0 | AMBER | 7.96 | Medium | 0.9263 | 1.0796
285 | 9 | Jun-2026 | BCC-STR-RBR-213 | 2.13 | STRUCTURE | Structural Works | EP-STR-RBR | 5037301 | 196 | Tonne | 25700.52 | 22 | 62.47 | 122.4403 | 3146802 | 62.47 | 122.4403 | 122.4403 | 3146802 | 3400929 | 3400929 | -254127 | 0 | 0.9253 | 1 | 5444049 | -406748 | 67.51 | 1856781 | 969587 | 574562 | 0 | AMBER | 8.07 | Medium | 0.9253 | 1.0808
286 | 10 | Jul-2026 | BCC-STR-RBR-213 | 2.13 | STRUCTURE | Structural Works | EP-STR-RBR | 5037301 | 196 | Tonne | 25700.52 | 22 | 65.53 | 128.4349 | 3300943 | 65.53 | 128.4349 | 128.4349 | 3300943 | 3571298 | 3571298 | -270355 | 0 | 0.9243 | 1 | 5449863 | -412562 | 70.9 | 1964597 | 999149 | 607552 | 0 | AMBER | 8.19 | Medium | 0.9243 | 1.0819
287 | 11 | Aug-2026 | BCC-STR-RBR-213 | 2.13 | STRUCTURE | Structural Works | EP-STR-RBR | 5037301 | 196 | Tonne | 25700.52 | 22 | 67 | 131.32 | 3374992 | 67 | 131.32 | 131.32 | 3374992 | 3564128 | 3564128 | -189136 | 0 | 0.9469 | 1 | 5319656 | -282355 | 70.75 | 1988800 | 970263 | 605065 | 0 | AMBER | 5.61 | Medium | 0.9469 | 1.0561
288 | 12 | Sep-2026 | BCC-STR-RBR-213 | 2.13 | STRUCTURE | Structural Works | EP-STR-RBR | 5037301 | 196 | Tonne | 25700.52 | 22 | 78 | 152.88 | 3929095 | 78 | 152.88 | 152.88 | 3929095 | 4123286 | 4123286 | -194191 | 0 | 0.9529 | 1 | 5286268 | -248967 | 81.86 | 2261637 | 1167438 | 694212 | 0 | GREEN | 4.94 | Low | 0.9529 | 1.0494
289 | 1 | Oct-2025 | BCC-STR-RBR-214 | 2.14 | STRUCTURE | Structural Works | EP-STR-RBR | 7974707 | 578 | Tonne | 13797.07 | 22 | 0 | 0 | 0 | 0 | 0 | 0 | 0 | 0 | 0 | 0 | 0 | - | - | 7974707 | 0 | 0 | 0 | 0 | 0 | 0 | NOT STARTED | 0 | Low | - | 1
290 | 2 | Nov-2025 | BCC-STR-RBR-214 | 2.14 | STRUCTURE | Structural Works | EP-STR-RBR | 7974707 | 578 | Tonne | 13797.07 | 22 | 1.21 | 6.9842 | 96494 | 1.21 | 6.9842 | 6.9842 | 96494 | 101725 | 101725 | -5231 | 0 | 0.9486 | 1 | 8406820 | -432113 | 1.28 | 55598 | 28670 | 17456 | 0 | AMBER | 5.56 | Medium | 0.9473 | 1.0556
291 | 3 | Dec-2025 | BCC-STR-RBR-214 | 2.14 | STRUCTURE | Structural Works | EP-STR-RBR | 7974707 | 578 | Tonne | 13797.07 | 22 | 3.72 | 21.496 | 296659 | 3.72 | 21.496 | 21.496 | 296659 | 313419 | 313419 | -16760 | 0 | 0.9465 | 1 | 8425461 | -450754 | 3.93 | 171890 | 87468 | 54061 | 0 | AMBER | 5.67 | Medium | 0.9463 | 1.0567
292 | 4 | Jan-2026 | BCC-STR-RBR-214 | 2.14 | STRUCTURE | Structural Works | EP-STR-RBR | 7974707 | 578 | Tonne | 13797.07 | 22 | 8.56 | 49.4628 | 682635 | 8.56 | 49.4628 | 49.4628 | 682635 | 721947 | 721947 | -39312 | 0 | 0.9455 | 1 | 8434345 | -459638 | 9.05 | 394525 | 204339 | 123082 | 0 | AMBER | 5.79 | Medium | 0.9453 | 1.0579
293 | 5 | Feb-2026 | BCC-STR-RBR-214 | 2.14 | STRUCTURE | Structural Works | EP-STR-RBR | 7974707 | 578 | Tonne | 13797.07 | 22 | 16.66 | 96.3036 | 1328586 | 16.66 | 96.3036 | 96.3036 | 1328586 | 1407110 | 1407110 | -78524 | 0 | 0.9442 | 1 | 8446001 | -471294 | 17.64 | 763987 | 399938 | 243185 | 0 | AMBER | 5.9 | Medium | 0.9443 | 1.059
294 | 6 | Mar-2026 | BCC-STR-RBR-214 | 2.14 | STRUCTURE | Structural Works | EP-STR-RBR | 7974707 | 578 | Tonne | 13797.07 | 22 | 27.5 | 158.95 | 2193044 | 27.5 | 158.95 | 158.95 | 2193044 | 2324912 | 2324912 | -131868 | 0 | 0.9433 | 1 | 8454100 | -479393 | 29.15 | 1262921 | 666136 | 395855 | 0 | AMBER | 6.01 | Medium | 0.9433 | 1.0601
295 | 7 | Apr-2026 | BCC-STR-RBR-214 | 2.14 | STRUCTURE | Structural Works | EP-STR-RBR | 7974707 | 578 | Tonne | 13797.07 | 22 | 38.34 | 221.5964 | 3057503 | 38.34 | 221.5964 | 221.5964 | 3057503 | 3244661 | 3244661 | -187158 | 0 | 0.9423 | 1 | 8462961 | -488254 | 40.69 | 1774282 | 921791 | 548588 | 0 | AMBER | 6.12 | Medium | 0.9423 | 1.0612
296 | 8 | May-2026 | BCC-STR-RBR-214 | 2.14 | STRUCTURE | Structural Works | EP-STR-RBR | 7974707 | 578 | Tonne | 13797.07 | 22 | 46.44 | 268.4372 | 3703454 | 46.44 | 268.4372 | 268.4372 | 3703454 | 3934689 | 3934689 | -231235 | 0 | 0.9412 | 1 | 8472782 | -498075 | 49.34 | 2161285 | 1091485 | 681919 | 0 | AMBER | 6.24 | Medium | 0.9413 | 1.0624
297 | 9 | Jun-2026 | BCC-STR-RBR-214 | 2.14 | STRUCTURE | Structural Works | EP-STR-RBR | 7974707 | 578 | Tonne | 13797.07 | 22 | 51.28 | 296.404 | 4089430 | 51.28 | 296.404 | 296.404 | 4089430 | 4349239 | 4349239 | -259809 | 0 | 0.9403 | 1 | 8481194 | -506487 | 54.54 | 2390639 | 1213742 | 744859 | 0 | AMBER | 6.35 | Medium | 0.9403 | 1.0635
298 | 10 | Jul-2026 | BCC-STR-RBR-214 | 2.14 | STRUCTURE | Structural Works | EP-STR-RBR | 7974707 | 578 | Tonne | 13797.07 | 22 | 53.79 | 310.9158 | 4289595 | 53.79 | 310.9158 | 310.9158 | 4289595 | 4567035 | 4567035 | -277440 | 0 | 0.9393 | 1 | 8490289 | -515582 | 57.27 | 2494184 | 1285957 | 786894 | 0 | AMBER | 6.46 | Medium | 0.9393 | 1.0646
299 | 11 | Aug-2026 | BCC-STR-RBR-214 | 2.14 | STRUCTURE | Structural Works | EP-STR-RBR | 7974707 | 578 | Tonne | 13797.07 | 22 | 77 | 317.9 | 6140525 | 55 | 317.9 | 317.9 | 4386089 | 4678845 | 4678845 | -292756 | -1754436 | 0.9374 | 0.7143 | 8507113 | -532406 | 58.67 | 2612981 | 1278362 | 787502 | 0 | AMBER | 6.68 | Medium | 0.9374 | 1.0668
300 | 12 | Sep-2026 | BCC-STR-RBR-214 | 2.14 | STRUCTURE | Structural Works | EP-STR-RBR | 7974707 | 578 | Tonne | 13797.07 | 22 | 77 | 445.06 | 6140525 | 77 | 445.06 | 445.06 | 6140525 | 6645752 | 6645752 | -505227 | 0 | 0.924 | 1 | 8630798 | -656091 | 83.34 | 3624376 | 1865014 | 1156362 | 0 | AMBER | 8.23 | Medium | 0.924 | 1.0823
301 | 1 | Oct-2025 | BCC-STR-RBR-215 | 2.15 | STRUCTURE | Structural Works | EP-STR-RBR | 2333572 | 96 | Tonne | 24308.04 | 22 | 0 | 0 | 0 | 0 | 0 | 0 | 0 | 0 | 0 | 0 | 0 | - | - | 2333572 | 0 | 0 | 0 | 0 | 0 | 0 | NOT STARTED | 0 | Low | - | 1
302 | 2 | Nov-2025 | BCC-STR-RBR-215 | 2.15 | STRUCTURE | Structural Works | EP-STR-RBR | 2333572 | 96 | Tonne | 24308.04 | 22 | 1.23 | 1.1811 | 28703 | 1.23 | 1.1811 | 1.1811 | 28703 | 30566 | 30566 | -1863 | 0 | 0.939 | 1 | 2485166 | -151594 | 1.31 | 16505 | 8713 | 5348 | 0 | AMBER | 6.46 | Medium | 0.9393 | 1.0646
303 | 3 | Dec-2025 | BCC-STR-RBR-215 | 2.15 | STRUCTURE | Structural Works | EP-STR-RBR | 2333572 | 96 | Tonne | 24308.04 | 22 | 3.79 | 3.6352 | 88442 | 3.79 | 3.6352 | 3.6352 | 88442 | 94177 | 94177 | -5735 | 0 | 0.9391 | 1 | 2484902 | -151330 | 4.04 | 51595 | 27032 | 15550 | 0 | AMBER | 6.58 | Medium | 0.9383 | 1.0658
304 | 4 | Jan-2026 | BCC-STR-RBR-215 | 2.15 | STRUCTURE | Structural Works | EP-STR-RBR | 2333572 | 96 | Tonne | 24308.04 | 22 | 8.71 | 8.3646 | 203254 | 8.71 | 8.3646 | 8.3646 | 203254 | 216935 | 216935 | -13681 | 0 | 0.9369 | 1 | 2490729 | -157157 | 9.3 | 120055 | 60231 | 36648 | 0 | AMBER | 6.69 | Medium | 0.9373 | 1.0669
305 | 5 | Feb-2026 | BCC-STR-RBR-215 | 2.15 | STRUCTURE | Structural Works | EP-STR-RBR | 2333572 | 96 | Tonne | 24308.04 | 22 | 16.96 | 16.2859 | 395774 | 16.96 | 16.2859 | 16.2859 | 395774 | 422819 | 422819 | -27045 | 0 | 0.936 | 1 | 2493116 | -159544 | 18.12 | 234122 | 115024 | 73673 | 0 | AMBER | 6.8 | Medium | 0.9363 | 1.068
306 | 6 | Mar-2026 | BCC-STR-RBR-215 | 2.15 | STRUCTURE | Structural Works | EP-STR-RBR | 2333572 | 96 | Tonne | 24308.04 | 22 | 28 | 26.88 | 653400 | 28 | 26.88 | 26.88 | 653400 | 698614 | 698614 | -45214 | 0 | 0.9353 | 1 | 2495013 | -161441 | 29.94 | 389532 | 193725 | 115356 | 0 | AMBER | 6.92 | Medium | 0.9353 | 1.0692
307 | 7 | Apr-2026 | BCC-STR-RBR-215 | 2.15 | STRUCTURE | Structural Works | EP-STR-RBR | 2333572 | 96 | Tonne | 24308.04 | 22 | 39.04 | 37.4741 | 911027 | 39.04 | 37.4741 | 37.4741 | 911027 | 974998 | 974998 | -63971 | 0 | 0.9344 | 1 | 2497413 | -163841 | 41.78 | 530480 | 276805 | 167713 | 0 | AMBER | 7.03 | Medium | 0.9343 | 1.0703
308 | 8 | May-2026 | BCC-STR-RBR-215 | 2.15 | STRUCTURE | Structural Works | EP-STR-RBR | 2333572 | 96 | Tonne | 24308.04 | 22 | 47.29 | 45.3954 | 1103546 | 47.29 | 45.3954 | 45.3954 | 1103546 | 1182358 | 1182358 | -78812 | 0 | 0.9333 | 1 | 2500290 | -166718 | 50.67 | 645711 | 331448 | 205199 | 0 | AMBER | 7.15 | Medium | 0.9333 | 1.0715
309 | 9 | Jun-2026 | BCC-STR-RBR-215 | 2.15 | STRUCTURE | Structural Works | EP-STR-RBR | 2333572 | 96 | Tonne | 24308.04 | 22 | 52.21 | 50.1248 | 1218358 | 52.21 | 50.1248 | 50.1248 | 1218358 | 1306941 | 1306941 | -88583 | 0 | 0.9322 | 1 | 2503266 | -169694 | 56.01 | 703020 | 376517 | 227404 | 0 | AMBER | 7.26 | Medium | 0.9323 | 1.0726
310 | 10 | Jul-2026 | BCC-STR-RBR-215 | 2.15 | STRUCTURE | Structural Works | EP-STR-RBR | 2333572 | 96 | Tonne | 24308.04 | 22 | 54.77 | 52.5789 | 1278097 | 54.77 | 52.5789 | 52.5789 | 1278097 | 1372400 | 1372400 | -94303 | 0 | 0.9313 | 1 | 2505735 | -172163 | 58.81 | 747745 | 385221 | 239434 | 0 | AMBER | 7.38 | Medium | 0.9313 | 1.0738
311 | 11 | Aug-2026 | BCC-STR-RBR-215 | 2.15 | STRUCTURE | Structural Works | EP-STR-RBR | 2333572 | 96 | Tonne | 24308.04 | 22 | 73 | 53.76 | 1703508 | 56 | 53.76 | 53.76 | 1306800 | 1396677 | 1396677 | -89877 | -396708 | 0.9356 | 0.7671 | 2494125 | -160553 | 59.85 | 768883 | 396226 | 231568 | 0 | AMBER | 6.88 | Medium | 0.9356 | 1.0688
312 | 12 | Sep-2026 | BCC-STR-RBR-215 | 2.15 | STRUCTURE | Structural Works | EP-STR-RBR | 2333572 | 96 | Tonne | 24308.04 | 22 | 73 | 70.08 | 1703508 | 73 | 70.08 | 70.08 | 1703508 | 1788643 | 1788643 | -85135 | 0 | 0.9524 | 1 | 2450197 | -116625 | 76.65 | 976570 | 512498 | 299575 | 0 | GREEN | 5 | Low | 0.9524 | 1.05
313 | 1 | Oct-2025 | BCC-STR-RBR-216 | 2.16 | STRUCTURE | Structural Works | EP-STR-RBR | 145104 | 1400 | m² | 103.65 | 22 | 0 | 0 | 0 | 0 | 0 | 0 | 0 | 0 | 0 | 0 | 0 | - | - | 145104 | 0 | 0 | 0 | 0 | 0 | 0 | NOT STARTED | 0 | Low | - | 1
314 | 2 | Nov-2025 | BCC-STR-RBR-216 | 2.16 | STRUCTURE | Structural Works | EP-STR-RBR | 145104 | 1400 | m² | 103.65 | 22 | 1.54 | 21.5304 | 2235 | 1.54 | 21.5304 | 21.5304 | 2235 | 2420 | 2420 | -185 | 0 | 0.9236 | 1 | 157108 | -12004 | 1.67 | 1312 | 693 | 415 | 0 | AMBER | 8.45 | Medium | 0.9221 | 1.0845
315 | 3 | Dec-2025 | BCC-STR-RBR-216 | 2.16 | STRUCTURE | Structural Works | EP-STR-RBR | 145104 | 1400 | m² | 103.65 | 22 | 4.73 | 66.2665 | 6863 | 4.73 | 66.2665 | 66.2665 | 6863 | 7455 | 7455 | -592 | 0 | 0.9206 | 1 | 157619 | -12515 | 5.14 | 4090 | 2107 | 1258 | 0 | AMBER | 8.54 | Medium | 0.9213 | 1.0854
316 | 4 | Jan-2026 | BCC-STR-RBR-216 | 2.16 | STRUCTURE | Structural Works | EP-STR-RBR | 145104 | 1400 | m² | 103.65 | 22 | 10.89 | 152.4806 | 15802 | 10.89 | 152.4806 | 152.4806 | 15802 | 17173 | 17173 | -1371 | 0 | 0.9202 | 1 | 157689 | -12585 | 11.83 | 9459 | 4782 | 2932 | 0 | AMBER | 8.66 | Medium | 0.9203 | 1.0866
317 | 5 | Feb-2026 | BCC-STR-RBR-216 | 2.16 | STRUCTURE | Structural Works | EP-STR-RBR | 145104 | 1400 | m² | 103.65 | 22 | 21.21 | 296.8779 | 30777 | 21.21 | 296.8779 | 296.8779 | 30777 | 33472 | 33472 | -2695 | 0 | 0.9195 | 1 | 157808 | -12704 | 23.07 | 18522 | 9388 | 5562 | 0 | AMBER | 8.78 | Medium | 0.9193 | 1.0878
318 | 6 | Mar-2026 | BCC-STR-RBR-216 | 2.16 | STRUCTURE | Structural Works | EP-STR-RBR | 145104 | 1400 | m² | 103.65 | 22 | 35 | 490 | 50787 | 35 | 490 | 490 | 50787 | 55306 | 55306 | -4519 | 0 | 0.9183 | 1 | 158015 | -12911 | 38.11 | 29948 | 15773 | 9585 | 0 | AMBER | 8.9 | Medium | 0.9183 | 1.089
319 | 7 | Apr-2026 | BCC-STR-RBR-216 | 2.16 | STRUCTURE | Structural Works | EP-STR-RBR | 145104 | 1400 | m² | 103.65 | 22 | 48.79 | 683.1221 | 70796 | 48.79 | 683.1221 | 683.1221 | 70796 | 77189 | 77189 | -6393 | 0 | 0.9172 | 1 | 158206 | -13102 | 53.2 | 41999 | 21968 | 13222 | 0 | AMBER | 9.02 | Medium | 0.9173 | 1.0902
320 | 8 | May-2026 | BCC-STR-RBR-216 | 2.16 | STRUCTURE | Structural Works | EP-STR-RBR | 145104 | 1400 | m² | 103.65 | 22 | 59.11 | 827.5194 | 85771 | 59.11 | 827.5194 | 827.5194 | 85771 | 93607 | 93607 | -7836 | 0 | 0.9163 | 1 | 158360 | -13256 | 64.51 | 50954 | 26696 | 15957 | 0 | AMBER | 9.13 | Medium | 0.9163 | 1.0914
321 | 9 | Jun-2026 | BCC-STR-RBR-216 | 2.16 | STRUCTURE | Structural Works | EP-STR-RBR | 145104 | 1400 | m² | 103.65 | 22 | 65.27 | 913.7335 | 94710 | 65.27 | 913.7335 | 913.7335 | 94710 | 103471 | 103471 | -8761 | 0 | 0.9153 | 1 | 158529 | -13425 | 71.31 | 56915 | 28551 | 18006 | 0 | AMBER | 9.25 | Medium | 0.9153 | 1.0926
322 | 10 | Jul-2026 | BCC-STR-RBR-216 | 2.16 | STRUCTURE | Structural Works | EP-STR-RBR | 145104 | 1400 | m² | 103.65 | 22 | 68.46 | 958.4696 | 99338 | 68.46 | 958.4696 | 958.4696 | 99338 | 108657 | 108657 | -9319 | 0 | 0.9142 | 1 | 158719 | -13615 | 74.88 | 59355 | 30898 | 18404 | 0 | AMBER | 9.37 | Medium | 0.9143 | 1.0938
323 | 11 | Aug-2026 | BCC-STR-RBR-216 | 2.16 | STRUCTURE | Structural Works | EP-STR-RBR | 145104 | 1400 | m² | 103.65 | 22 | 70 | 980 | 101573 | 70 | 980 | 980 | 101573 | 107524 | 107524 | -5951 | 0 | 0.9447 | 1 | 153604 | -8500 | 74.1 | 59526 | 29788 | 18210 | 0 | AMBER | 5.85 | Medium | 0.9447 | 1.0586
324 | 12 | Sep-2026 | BCC-STR-RBR-216 | 2.16 | STRUCTURE | Structural Works | EP-STR-RBR | 145104 | 1400 | m² | 103.65 | 22 | 77 | 1078 | 111730 | 77 | 1078 | 1078 | 111730 | 121389 | 121389 | -9659 | 0 | 0.9204 | 1 | 157650 | -12546 | 83.66 | 66972 | 33715 | 20702 | 0 | AMBER | 8.65 | Medium | 0.9204 | 1.0865
325 | 1 | Oct-2025 | BCC-STR-STL-217 | 2.17 | STRUCTURE | Structural Works | EP-STR-STL | 3636230 | 55 | Tonne | 66113.28 | 22 | 0 | 0 | 0 | 0 | 0 | 0 | 0 | 0 | 0 | 0 | 0 | - | - | 3636230 | 0 | 0 | 0 | 0 | 0 | 0 | NOT STARTED | 0 | Low | - | 1
326 | 2 | Nov-2025 | BCC-STR-STL-217 | 2.17 | STRUCTURE | Structural Works | EP-STR-STL | 3636230 | 55 | Tonne | 66113.28 | 22 | 1.23 | 0.6767 | 44726 | 1.23 | 0.6767 | 0.6767 | 44726 | 47700 | 47700 | -2974 | 0 | 0.9377 | 1 | 3877821 | -241590 | 1.31 | 25984 | 13487 | 8229 | 0 | AMBER | 6.62 | Medium | 0.9379 | 1.0662
327 | 3 | Dec-2025 | BCC-STR-STL-217 | 2.17 | STRUCTURE | Structural Works | EP-STR-STL | 3636230 | 55 | Tonne | 66113.28 | 22 | 3.79 | 2.0827 | 137813 | 3.79 | 2.0827 | 2.0827 | 137813 | 146968 | 146968 | -9155 | 0 | 0.9377 | 1 | 3877817 | -241586 | 4.04 | 80081 | 41625 | 25262 | 0 | AMBER | 6.73 | Medium | 0.9369 | 1.0674
328 | 4 | Jan-2026 | BCC-STR-STL-217 | 2.17 | STRUCTURE | Structural Works | EP-STR-STL | 3636230 | 55 | Tonne | 66113.28 | 22 | 8.71 | 4.7922 | 316716 | 8.71 | 4.7922 | 4.7922 | 316716 | 338538 | 338538 | -21822 | 0 | 0.9355 | 1 | 3886923 | -250692 | 9.31 | 185002 | 95307 | 58228 | 0 | AMBER | 6.85 | Medium | 0.9359 | 1.0685
329 | 5 | Feb-2026 | BCC-STR-STL-217 | 2.17 | STRUCTURE | Structural Works | EP-STR-STL | 3636230 | 55 | Tonne | 66113.28 | 22 | 16.96 | 9.3304 | 616705 | 16.96 | 9.3304 | 9.3304 | 616705 | 659834 | 659834 | -43129 | 0 | 0.9346 | 1 | 3890655 | -254424 | 18.15 | 362552 | 187762 | 109519 | 0 | AMBER | 6.96 | Medium | 0.9349 | 1.0696
330 | 6 | Mar-2026 | BCC-STR-STL-217 | 2.17 | STRUCTURE | Structural Works | EP-STR-STL | 3636230 | 55 | Tonne | 66113.28 | 22 | 28 | 15.4 | 1018145 | 28 | 15.4 | 15.4 | 1018145 | 1090228 | 1090228 | -72083 | 0 | 0.9339 | 1 | 3893618 | -257388 | 29.98 | 591925 | 311708 | 186595 | 0 | AMBER | 7.08 | Medium | 0.9339 | 1.0708
331 | 7 | Apr-2026 | BCC-STR-STL-217 | 2.17 | STRUCTURE | Structural Works | EP-STR-STL | 3636230 | 55 | Tonne | 66113.28 | 22 | 39.04 | 21.4696 | 1419584 | 39.04 | 21.4696 | 21.4696 | 1419584 | 1521545 | 1521545 | -101961 | 0 | 0.933 | 1 | 3897372 | -261142 | 41.84 | 827499 | 436285 | 257762 | 0 | AMBER | 7.19 | Medium | 0.9329 | 1.0719
332 | 8 | May-2026 | BCC-STR-STL-217 | 2.17 | STRUCTURE | Structural Works | EP-STR-STL | 3636230 | 55 | Tonne | 66113.28 | 22 | 47.29 | 26.0078 | 1719573 | 47.29 | 26.0078 | 26.0078 | 1719573 | 1845145 | 1845145 | -125572 | 0 | 0.9319 | 1 | 3901865 | -265634 | 50.74 | 1009803 | 519290 | 316052 | 0 | AMBER | 7.31 | Medium | 0.9319 | 1.0731
333 | 9 | Jun-2026 | BCC-STR-STL-217 | 2.17 | STRUCTURE | Structural Works | EP-STR-STL | 3636230 | 55 | Tonne | 66113.28 | 22 | 52.21 | 28.7173 | 1898476 | 52.21 | 28.7173 | 28.7173 | 1898476 | 2039569 | 2039569 | -141093 | 0 | 0.9308 | 1 | 3906516 | -270286 | 56.09 | 1131561 | 571403 | 336605 | 0 | AMBER | 7.42 | Medium | 0.9309 | 1.0742
334 | 10 | Jul-2026 | BCC-STR-STL-217 | 2.17 | STRUCTURE | Structural Works | EP-STR-STL | 3636230 | 55 | Tonne | 66113.28 | 22 | 54.77 | 30.1233 | 1991563 | 54.77 | 30.1233 | 30.1233 | 1991563 | 2141726 | 2141726 | -150163 | 0 | 0.9299 | 1 | 3910376 | -274146 | 58.9 | 1196343 | 582109 | 363274 | 0 | AMBER | 7.54 | Medium | 0.9299 | 1.0754
335 | 11 | Aug-2026 | BCC-STR-STL-217 | 2.17 | STRUCTURE | Structural Works | EP-STR-STL | 3636230 | 55 | Tonne | 66113.28 | 22 | 73 | 30.8 | 2654448 | 56 | 30.8 | 30.8 | 2036289 | 2167073 | 2167073 | -130784 | -618159 | 0.9396 | 0.7671 | 3869863 | -233632 | 59.6 | 1203980 | 589495 | 373598 | 0 | AMBER | 6.43 | Medium | 0.9396 | 1.0643
336 | 12 | Sep-2026 | BCC-STR-STL-217 | 2.17 | STRUCTURE | Structural Works | EP-STR-STL | 3636230 | 55 | Tonne | 66113.28 | 22 | 72 | 39.6 | 2618086 | 72 | 39.6 | 39.6 | 2618086 | 2744377 | 2744377 | -126291 | 0 | 0.954 | 1 | 3811614 | -175384 | 75.47 | 1539039 | 746302 | 459036 | 0 | GREEN | 4.82 | Low | 0.954 | 1.0482
337 | 1 | Oct-2025 | BCC-STR-STL-218 | 2.18 | STRUCTURE | Structural Works | EP-STR-STL | 1744818 | 38 | Tonne | 45916.26 | 22 | 0 | 0 | 0 | 0 | 0 | 0 | 0 | 0 | 0 | 0 | 0 | - | - | 1744818 | 0 | 0 | 0 | 0 | 0 | 0 | NOT STARTED | 0 | Low | - | 1
338 | 2 | Nov-2025 | BCC-STR-STL-218 | 2.18 | STRUCTURE | Structural Works | EP-STR-STL | 1744818 | 38 | Tonne | 45916.26 | 22 | 1.3 | 0.4926 | 22683 | 1.3 | 0.4926 | 0.4926 | 22683 | 24142 | 24142 | -1459 | 0 | 0.9396 | 1 | 1856980 | -112162 | 1.38 | 13245 | 6735 | 4162 | 0 | AMBER | 6.75 | Medium | 0.9368 | 1.0675
339 | 3 | Dec-2025 | BCC-STR-STL-218 | 2.18 | STRUCTURE | Structural Works | EP-STR-STL | 1744818 | 38 | Tonne | 45916.26 | 22 | 3.99 | 1.516 | 69618 | 3.99 | 1.516 | 1.516 | 69618 | 74384 | 74384 | -4766 | 0 | 0.9359 | 1 | 1864319 | -119501 | 4.26 | 40955 | 21147 | 12282 | 0 | AMBER | 6.86 | Medium | 0.9358 | 1.0686
340 | 4 | Jan-2026 | BCC-STR-STL-218 | 2.18 | STRUCTURE | Structural Works | EP-STR-STL | 1744818 | 38 | Tonne | 45916.26 | 22 | 9.18 | 3.4884 | 160174 | 9.18 | 3.4884 | 3.4884 | 160174 | 171342 | 171342 | -11168 | 0 | 0.9348 | 1 | 1866511 | -121693 | 9.82 | 93640 | 48282 | 29419 | 0 | AMBER | 6.97 | Medium | 0.9348 | 1.0697
341 | 5 | Feb-2026 | BCC-STR-STL-218 | 2.18 | STRUCTURE | Structural Works | EP-STR-STL | 1744818 | 38 | Tonne | 45916.26 | 22 | 17.87 | 6.7918 | 311799 | 17.87 | 6.7918 | 6.7918 | 311799 | 333956 | 333956 | -22157 | 0 | 0.9337 | 1 | 1868731 | -123913 | 19.14 | 184068 | 94172 | 55716 | 0 | AMBER | 7.09 | Medium | 0.9338 | 1.0709
342 | 6 | Mar-2026 | BCC-STR-STL-218 | 2.18 | STRUCTURE | Structural Works | EP-STR-STL | 1744818 | 38 | Tonne | 45916.26 | 22 | 29.5 | 11.21 | 514721 | 29.5 | 11.21 | 11.21 | 514721 | 551789 | 551789 | -37068 | 0 | 0.9328 | 1 | 1870504 | -125686 | 31.62 | 298131 | 158396 | 95262 | 0 | AMBER | 7.2 | Medium | 0.9328 | 1.072
343 | 7 | Apr-2026 | BCC-STR-STL-218 | 2.18 | STRUCTURE | Structural Works | EP-STR-STL | 1744818 | 38 | Tonne | 45916.26 | 22 | 41.13 | 15.6282 | 717644 | 41.13 | 15.6282 | 15.6282 | 717644 | 770089 | 770089 | -52445 | 0 | 0.9319 | 1 | 1872325 | -127507 | 44.14 | 423384 | 213348 | 133356 | 0 | AMBER | 7.32 | Medium | 0.9318 | 1.0732
344 | 8 | May-2026 | BCC-STR-STL-218 | 2.18 | STRUCTURE | Structural Works | EP-STR-STL | 1744818 | 38 | Tonne | 45916.26 | 22 | 49.82 | 18.9316 | 869268 | 49.82 | 18.9316 | 18.9316 | 869268 | 933871 | 933871 | -64603 | 0 | 0.9308 | 1 | 1874513 | -129695 | 53.52 | 513410 | 264251 | 156210 | 0 | AMBER | 7.43 | Medium | 0.9308 | 1.0743
345 | 9 | Jun-2026 | BCC-STR-STL-218 | 2.18 | STRUCTURE | Structural Works | EP-STR-STL | 1744818 | 38 | Tonne | 45916.26 | 22 | 55.01 | 20.904 | 959824 | 55.01 | 20.904 | 20.904 | 959824 | 1032274 | 1032274 | -72450 | 0 | 0.9298 | 1 | 1876535 | -131717 | 59.16 | 561533 | 295983 | 174758 | 0 | AMBER | 7.55 | Medium | 0.9298 | 1.0755
346 | 10 | Jul-2026 | BCC-STR-STL-218 | 2.18 | STRUCTURE | Structural Works | EP-STR-STL | 1744818 | 38 | Tonne | 45916.26 | 22 | 57.7 | 21.9274 | 1006760 | 57.7 | 21.9274 | 21.9274 | 1006760 | 1083980 | 1083980 | -77220 | 0 | 0.9288 | 1 | 1878616 | -133798 | 62.13 | 591211 | 310779 | 181990 | 0 | AMBER | 7.67 | Medium | 0.9288 | 1.0766
347 | 11 | Aug-2026 | BCC-STR-STL-218 | 2.18 | STRUCTURE | Structural Works | EP-STR-STL | 1744818 | 38 | Tonne | 45916.26 | 22 | 74 | 22.42 | 1291165 | 59 | 22.42 | 22.42 | 1029443 | 1070925 | 1070925 | -41482 | -261722 | 0.9613 | 0.7973 | 1815100 | -70282 | 61.38 | 588869 | 297769 | 184288 | 0 | GREEN | 4.03 | Low | 0.9613 | 1.0403
348 | 12 | Sep-2026 | BCC-STR-STL-218 | 2.18 | STRUCTURE | Structural Works | EP-STR-STL | 1744818 | 38 | Tonne | 45916.26 | 22 | 74 | 28.12 | 1291165 | 74 | 28.12 | 28.12 | 1291165 | 1365422 | 1365422 | -74257 | 0 | 0.9456 | 1 | 1845173 | -100355 | 78.26 | 734890 | 392807 | 237725 | 0 | AMBER | 5.75 | Medium | 0.9456 | 1.0575
349 | 1 | Oct-2025 | BCC-ARC-MAS-301 | 3.01 | FLOORS-B2-RF | Architectural Fini | EP-ARC-MAS | 3444671 | 5400 | m² | 637.9 | 20 | 0 | 0 | 0 | 0 | 0 | 0 | 0 | 0 | 0 | 0 | 0 | - | - | 3444671 | 0 | 0 | 0 | 0 | 0 | 0 | NOT STARTED | 0 | Low | - | 1
350 | 2 | Nov-2025 | BCC-ARC-MAS-301 | 3.01 | FLOORS-B2-RF | Architectural Fini | EP-ARC-MAS | 3444671 | 5400 | m² | 637.9 | 20 | 0.79 | 42.7093 | 2721290 | 0.79 | 42.7093 | 42.7093 | 2721290 | 28440 | 28440 | 2692850 | 0 | 95.6853 | 1 | 36000 | 3408671 | 0.83 | 13961 | 11698 | 2780 | 0 | GREEN | 4.4 | Low | 0.9579 | 1.044
351 | 3 | Dec-2025 | BCC-ARC-MAS-301 | 3.01 | FLOORS-B2-RF | Architectural Fini | EP-ARC-MAS | 3444671 | 5400 | m² | 637.9 | 20 | 2.43 | 131.4511 | 83706 | 2.43 | 131.4511 | 131.4511 | 83706 | 87625 | 87625 | -3919 | 0 | 0.9553 | 1 | 3605855 | -161184 | 2.54 | 44911 | 34191 | 8524 | 0 | GREEN | 4.5 | Low | 0.9569 | 1.045
352 | 4 | Jan-2026 | BCC-ARC-MAS-301 | 3.01 | FLOORS-B2-RF | Architectural Fini | EP-ARC-MAS | 3444671 | 5400 | m² | 637.9 | 20 | 5.6 | 302.4717 | 192902 | 5.6 | 302.4717 | 302.4717 | 192902 | 201839 | 201839 | -8937 | 0 | 0.9557 | 1 | 3604339 | -159668 | 5.86 | 101446 | 80754 | 19639 | 0 | GREEN | 4.61 | Low | 0.9559 | 1.0461
353 | 5 | Feb-2026 | BCC-ARC-MAS-301 | 3.01 | FLOORS-B2-RF | Architectural Fini | EP-ARC-MAS | 3444671 | 5400 | m² | 637.9 | 20 | 10.91 | 588.9089 | 375814 | 10.91 | 588.9089 | 588.9089 | 375814 | 393388 | 393388 | -17574 | 0 | 0.9553 | 1 | 3605842 | -161171 | 11.42 | 193273 | 160126 | 39989 | 0 | GREEN | 4.71 | Low | 0.955 | 1.0471
354 | 6 | Mar-2026 | BCC-ARC-MAS-301 | 3.01 | FLOORS-B2-RF | Architectural Fini | EP-ARC-MAS | 3444671 | 5400 | m² | 637.9 | 20 | 18 | 972 | 620041 | 18 | 972 | 972 | 620041 | 649973 | 649973 | -29932 | 0 | 0.9539 | 1 | 3611112 | -166441 | 18.87 | 326039 | 257087 | 66846 | 0 | GREEN | 4.83 | Low | 0.9539 | 1.0483
355 | 7 | Apr-2026 | BCC-ARC-MAS-301 | 3.01 | FLOORS-B2-RF | Architectural Fini | EP-ARC-MAS | 3444671 | 5400 | m² | 637.9 | 20 | 25.09 | 1355.0911 | 864268 | 25.09 | 1355.0911 | 1355.0911 | 864268 | 907095 | 907095 | -42827 | 0 | 0.9528 | 1 | 3615327 | -170656 | 26.33 | 458376 | 359078 | 89640 | 0 | GREEN | 4.93 | Low | 0.953 | 1.0493
356 | 8 | May-2026 | BCC-ARC-MAS-301 | 3.01 | FLOORS-B2-RF | Architectural Fini | EP-ARC-MAS | 3444671 | 5400 | m² | 637.9 | 20 | 30.4 | 1641.5283 | 1047180 | 30.4 | 1641.5283 | 1641.5283 | 1047180 | 1099989 | 1099989 | -52809 | 0 | 0.952 | 1 | 3618362 | -173691 | 31.93 | 538758 | 453067 | 108165 | 0 | GREEN | 5.04 | Low | 0.952 | 1.0504
357 | 9 | Jun-2026 | BCC-ARC-MAS-301 | 3.01 | FLOORS-B2-RF | Architectural Fini | EP-ARC-MAS | 3444671 | 5400 | m² | 637.9 | 20 | 33.57 | 1812.5489 | 1156376 | 33.57 | 1812.5489 | 1812.5489 | 1156376 | 1215867 | 1215867 | -59491 | 0 | 0.9511 | 1 | 3621813 | -177142 | 35.3 | 595097 | 500768 | 120002 | 0 | GREEN | 5.16 | Low | 0.9509 | 1.0516
358 | 10 | Jul-2026 | BCC-ARC-MAS-301 | 3.01 | FLOORS-B2-RF | Architectural Fini | EP-ARC-MAS | 3444671 | 5400 | m² | 637.9 | 20 | 35.21 | 1901.2907 | 1212869 | 35.21 | 1901.2907 | 1901.2907 | 1212869 | 1276738 | 1276738 | -63869 | 0 | 0.95 | 1 | 3626003 | -181332 | 37.06 | 641455 | 505097 | 130186 | 0 | AMBER | 5.27 | Medium | 0.9499 | 1.0527
359 | 11 | Aug-2026 | BCC-ARC-MAS-301 | 3.01 | FLOORS-B2-RF | Architectural Fini | EP-ARC-MAS | 3444671 | 5400 | m² | 637.9 | 20 | 39 | 1944 | 1343422 | 36 | 1944 | 1944 | 1240082 | 1287603 | 1287603 | -47521 | -103340 | 0.9631 | 0.9231 | 3576658 | -131987 | 37.38 | 656945 | 501295 | 129363 | 0 | GREEN | 3.83 | Low | 0.9631 | 1.0383
360 | 12 | Sep-2026 | BCC-ARC-MAS-301 | 3.01 | FLOORS-B2-RF | Architectural Fini | EP-ARC-MAS | 3444671 | 5400 | m² | 637.9 | 20 | 30 | 1620 | 1033401 | 30 | 1620 | 1620 | 1033401 | 1090548 | 1090548 | -57147 | 0 | 0.9476 | 1 | 3635156 | -190485 | 31.66 | 546024 | 432909 | 111615 | 0 | AMBER | 5.53 | Medium | 0.9476 | 1.0553
361 | 1 | Oct-2025 | BCC-ARC-MAS-302 | 3.02 | FLOORS-B2-RF | Architectural Fini | EP-ARC-MAS | 1543233 | 3200 | m² | 482.26 | 20 | 0 | 0 | 0 | 0 | 0 | 0 | 0 | 0 | 0 | 0 | 0 | - | - | 1543233 | 0 | 0 | 0 | 0 | 0 | 0 | NOT STARTED | 0 | Low | - | 1
362 | 2 | Nov-2025 | BCC-ARC-MAS-302 | 3.02 | FLOORS-B2-RF | Architectural Fini | EP-ARC-MAS | 1543233 | 3200 | m² | 482.26 | 20 | 0.62 | 19.685 | 956805 | 0.62 | 19.685 | 19.685 | 956805 | 10054 | 10054 | 946751 | 0 | 95.1666 | 1 | 16216 | 1527017 | 0.65 | 4941 | 4109 | 1004 | 0 | AMBER | 5.91 | Medium | 0.9442 | 1.0591
363 | 3 | Dec-2025 | BCC-ARC-MAS-302 | 3.02 | FLOORS-B2-RF | Architectural Fini | EP-ARC-MAS | 1543233 | 3200 | m² | 482.26 | 20 | 1.89 | 60.5865 | 29167 | 1.89 | 60.5865 | 60.5865 | 29167 | 30978 | 30978 | -1811 | 0 | 0.9415 | 1 | 1639121 | -95888 | 2.01 | 15628 | 12228 | 3123 | 0 | AMBER | 6.02 | Medium | 0.9432 | 1.0602
364 | 4 | Jan-2026 | BCC-ARC-MAS-302 | 3.02 | FLOORS-B2-RF | Architectural Fini | EP-ARC-MAS | 1543233 | 3200 | m² | 482.26 | 20 | 4.36 | 139.4108 | 67285 | 4.36 | 139.4108 | 139.4108 | 67285 | 71357 | 71357 | -4072 | 0 | 0.9429 | 1 | 1636686 | -93453 | 4.62 | 35008 | 29398 | 6951 | 0 | AMBER | 6.13 | Medium | 0.9422 | 1.0613
365 | 5 | Feb-2026 | BCC-ARC-MAS-302 | 3.02 | FLOORS-B2-RF | Architectural Fini | EP-ARC-MAS | 1543233 | 3200 | m² | 482.26 | 20 | 8.48 | 271.4313 | 130866 | 8.48 | 271.4313 | 271.4313 | 130866 | 139080 | 139080 | -8214 | 0 | 0.9409 | 1 | 1640161 | -96928 | 9.01 | 70287 | 55008 | 13786 | 0 | AMBER | 6.25 | Medium | 0.9412 | 1.0625
366 | 6 | Mar-2026 | BCC-ARC-MAS-302 | 3.02 | FLOORS-B2-RF | Architectural Fini | EP-ARC-MAS | 1543233 | 3200 | m² | 482.26 | 20 | 14 | 448 | 216053 | 14 | 448 | 448 | 216053 | 229798 | 229798 | -13745 | 0 | 0.9402 | 1 | 1641392 | -98159 | 14.89 | 116259 | 90318 | 23220 | 0 | AMBER | 6.36 | Medium | 0.9402 | 1.0636
367 | 7 | Apr-2026 | BCC-ARC-MAS-302 | 3.02 | FLOORS-B2-RF | Architectural Fini | EP-ARC-MAS | 1543233 | 3200 | m² | 482.26 | 20 | 19.52 | 624.5687 | 301239 | 19.52 | 624.5687 | 624.5687 | 301239 | 320708 | 320708 | -19469 | 0 | 0.9393 | 1 | 1642963 | -99730 | 20.78 | 158750 | 129707 | 32250 | 0 | AMBER | 6.47 | Medium | 0.9392 | 1.0647
368 | 8 | May-2026 | BCC-ARC-MAS-302 | 3.02 | FLOORS-B2-RF | Architectural Fini | EP-ARC-MAS | 1543233 | 3200 | m² | 482.26 | 20 | 23.64 | 756.5892 | 364820 | 23.64 | 756.5892 | 756.5892 | 364820 | 388913 | 388913 | -24093 | 0 | 0.9381 | 1 | 1645083 | -101850 | 25.2 | 192368 | 158558 | 37987 | 0 | AMBER | 6.59 | Medium | 0.9382 | 1.0659
369 | 9 | Jun-2026 | BCC-ARC-MAS-302 | 3.02 | FLOORS-B2-RF | Architectural Fini | EP-ARC-MAS | 1543233 | 3200 | m² | 482.26 | 20 | 26.11 | 835.4135 | 402938 | 26.11 | 835.4135 | 835.4135 | 402938 | 429889 | 429889 | -26951 | 0 | 0.9373 | 1 | 1646464 | -103231 | 27.86 | 216168 | 171924 | 41797 | 0 | AMBER | 6.7 | Medium | 0.9372 | 1.067
370 | 10 | Jul-2026 | BCC-ARC-MAS-302 | 3.02 | FLOORS-B2-RF | Architectural Fini | EP-ARC-MAS | 1543233 | 3200 | m² | 482.26 | 20 | 27.38 | 876.315 | 422537 | 27.38 | 876.315 | 876.315 | 422537 | 451418 | 451418 | -28881 | 0 | 0.936 | 1 | 1648743 | -105510 | 29.25 | 225480 | 181886 | 44053 | 0 | AMBER | 6.81 | Medium | 0.9362 | 1.0682
371 | 11 | Aug-2026 | BCC-ARC-MAS-302 | 3.02 | FLOORS-B2-RF | Architectural Fini | EP-ARC-MAS | 1543233 | 3200 | m² | 482.26 | 20 | 28 | 896 | 432105 | 28 | 896 | 896 | 432105 | 454099 | 454099 | -21994 | 0 | 0.9516 | 1 | 1621741 | -78508 | 29.43 | 228037 | 180206 | 45856 | 0 | GREEN | 5.09 | Low | 0.9516 | 1.0509
372 | 12 | Sep-2026 | BCC-ARC-MAS-302 | 3.02 | FLOORS-B2-RF | Architectural Fini | EP-ARC-MAS | 1543233 | 3200 | m² | 482.26 | 20 | 35 | 1120 | 540132 | 35 | 1120 | 1120 | 540132 | 562362 | 562362 | -22230 | 0 | 0.9605 | 1 | 1606715 | -63482 | 36.44 | 287208 | 219078 | 56076 | 0 | GREEN | 4.11 | Low | 0.9605 | 1.0411
373 | 1 | Oct-2025 | BCC-ARC-MAS-303 | 3.03 | FLOORS-B2-RF | Architectural Fini | EP-ARC-MAS | 754585 | 1800 | m² | 419.21 | 20 | 0 | 0 | 0 | 0 | 0 | 0 | 0 | 0 | 0 | 0 | 0 | - | - | 754585 | 0 | 0 | 0 | 0 | 0 | 0 | NOT STARTED | 0 | Low | - | 1
374 | 2 | Nov-2025 | BCC-ARC-MAS-303 | 3.03 | FLOORS-B2-RF | Architectural Fini | EP-ARC-MAS | 754585 | 1800 | m² | 419.21 | 20 | 0.46 | 8.3046 | 347109 | 0.46 | 8.3046 | 8.3046 | 347109 | 3614 | 3614 | 343495 | 0 | 96.0457 | 1 | 7857 | 746728 | 0.48 | 1847 | 1405 | 362 | 0 | GREEN | 3.82 | Low | 0.9632 | 1.0382
375 | 3 | Dec-2025 | BCC-ARC-MAS-303 | 3.03 | FLOORS-B2-RF | Architectural Fini | EP-ARC-MAS | 754585 | 1800 | m² | 419.21 | 20 | 1.42 | 25.5599 | 10715 | 1.42 | 25.5599 | 25.5599 | 10715 | 11137 | 11137 | -422 | 0 | 0.9621 | 1 | 784310 | -29725 | 1.48 | 5554 | 4437 | 1146 | 0 | GREEN | 3.94 | Low | 0.9621 | 1.0394
376 | 4 | Jan-2026 | BCC-ARC-MAS-303 | 3.03 | FLOORS-B2-RF | Architectural Fini | EP-ARC-MAS | 754585 | 1800 | m² | 419.21 | 20 | 3.27 | 58.8139 | 24675 | 3.27 | 58.8139 | 58.8139 | 24675 | 25654 | 25654 | -979 | 0 | 0.9618 | 1 | 784554 | -29969 | 3.4 | 12685 | 10463 | 2506 | 0 | GREEN | 4.05 | Low | 0.9611 | 1.0405
377 | 5 | Feb-2026 | BCC-ARC-MAS-303 | 3.03 | FLOORS-B2-RF | Architectural Fini | EP-ARC-MAS | 754585 | 1800 | m² | 419.21 | 20 | 6.36 | 114.5101 | 47992 | 6.36 | 114.5101 | 114.5101 | 47992 | 49998 | 49998 | -2006 | 0 | 0.9599 | 1 | 786109 | -31524 | 6.63 | 25024 | 20013 | 4961 | 0 | GREEN | 4.16 | Low | 0.9601 | 1.0416
378 | 6 | Mar-2026 | BCC-ARC-MAS-303 | 3.03 | FLOORS-B2-RF | Architectural Fini | EP-ARC-MAS | 754585 | 1800 | m² | 419.21 | 20 | 10.5 | 189 | 79231 | 10.5 | 189 | 189 | 79231 | 82609 | 82609 | -3378 | 0 | 0.9591 | 1 | 786763 | -32178 | 10.95 | 41735 | 32550 | 8324 | 0 | GREEN | 4.26 | Low | 0.9591 | 1.0426
379 | 7 | Apr-2026 | BCC-ARC-MAS-303 | 3.03 | FLOORS-B2-RF | Architectural Fini | EP-ARC-MAS | 754585 | 1800 | m² | 419.21 | 20 | 14.64 | 263.4899 | 110471 | 14.64 | 263.4899 | 263.4899 | 110471 | 115287 | 115287 | -4816 | 0 | 0.9582 | 1 | 787499 | -32914 | 15.28 | 57984 | 45887 | 11416 | 0 | GREEN | 4.37 | Low | 0.9581 | 1.0437
380 | 8 | May-2026 | BCC-ARC-MAS-303 | 3.03 | FLOORS-B2-RF | Architectural Fini | EP-ARC-MAS | 754585 | 1800 | m² | 419.21 | 20 | 17.73 | 319.1861 | 133788 | 17.73 | 319.1861 | 319.1861 | 133788 | 139802 | 139802 | -6014 | 0 | 0.957 | 1 | 788493 | -33908 | 18.53 | 69200 | 56622 | 13980 | 0 | GREEN | 4.48 | Low | 0.9571 | 1.0448
381 | 9 | Jun-2026 | BCC-ARC-MAS-303 | 3.03 | FLOORS-B2-RF | Architectural Fini | EP-ARC-MAS | 754585 | 1800 | m² | 419.21 | 20 | 19.58 | 352.4401 | 147748 | 19.58 | 352.4401 | 352.4401 | 147748 | 154528 | 154528 | -6780 | 0 | 0.9561 | 1 | 789228 | -34643 | 20.48 | 77328 | 61804 | 15397 | 0 | GREEN | 4.59 | Low | 0.9561 | 1.0459
382 | 10 | Jul-2026 | BCC-ARC-MAS-303 | 3.03 | FLOORS-B2-RF | Architectural Fini | EP-ARC-MAS | 754585 | 1800 | m² | 419.21 | 20 | 20.54 | 369.6954 | 154992 | 20.54 | 369.6954 | 369.6954 | 154992 | 162264 | 162264 | -7272 | 0 | 0.9552 | 1 | 789979 | -35394 | 21.5 | 80819 | 64913 | 16531 | 0 | GREEN | 4.7 | Low | 0.9551 | 1.047
383 | 11 | Aug-2026 | BCC-ARC-MAS-303 | 3.03 | FLOORS-B2-RF | Architectural Fini | EP-ARC-MAS | 754585 | 1800 | m² | 419.21 | 20 | 21 | 378 | 158463 | 21 | 378 | 378 | 158463 | 164205 | 164205 | -5742 | 0 | 0.965 | 1 | 781948 | -27363 | 21.76 | 81238 | 66228 | 16739 | 0 | GREEN | 3.63 | Low | 0.965 | 1.0363
384 | 12 | Sep-2026 | BCC-ARC-MAS-303 | 3.03 | FLOORS-B2-RF | Architectural Fini | EP-ARC-MAS | 754585 | 1800 | m² | 419.21 | 20 | 43 | 774 | 324472 | 43 | 774 | 774 | 324472 | 335961 | 335961 | -11489 | 0 | 0.9658 | 1 | 781305 | -26720 | 44.52 | 171673 | 130650 | 33637 | 0 | GREEN | 3.54 | Low | 0.9658 | 1.0354
385 | 1 | Oct-2025 | BCC-ARC-MAS-304 | 3.04 | FLOORS-B2-RF | Architectural Fini | EP-ARC-MAS | 836479 | 480 | m² | 1742.66 | 20 | 0 | 0 | 0 | 0 | 0 | 0 | 0 | 0 | 0 | 0 | 0 | - | - | 836479 | 0 | 0 | 0 | 0 | 0 | 0 | NOT STARTED | 0 | Low | - | 1
386 | 2 | Nov-2025 | BCC-ARC-MAS-304 | 3.04 | FLOORS-B2-RF | Architectural Fini | EP-ARC-MAS | 836479 | 480 | m² | 1742.66 | 20 | 0.62 | 2.9527 | 518617 | 0.62 | 2.9527 | 2.9527 | 518617 | 5372 | 5372 | 513245 | 0 | 96.5408 | 1 | 8665 | 827814 | 0.64 | 2743 | 2096 | 534 | 0 | GREEN | 4.41 | Low | 0.9578 | 1.0441
387 | 3 | Dec-2025 | BCC-ARC-MAS-304 | 3.04 | FLOORS-B2-RF | Architectural Fini | EP-ARC-MAS | 836479 | 480 | m² | 1742.66 | 20 | 1.89 | 9.088 | 15809 | 1.89 | 9.088 | 9.088 | 15809 | 16552 | 16552 | -743 | 0 | 0.9551 | 1 | 875802 | -39323 | 1.98 | 8198 | 6668 | 1687 | 0 | GREEN | 4.52 | Low | 0.9568 | 1.0452
388 | 4 | Jan-2026 | BCC-ARC-MAS-304 | 3.04 | FLOORS-B2-RF | Architectural Fini | EP-ARC-MAS | 836479 | 480 | m² | 1742.66 | 20 | 4.36 | 20.9116 | 36470 | 4.36 | 20.9116 | 20.9116 | 36470 | 38126 | 38126 | -1656 | 0 | 0.9566 | 1 | 874430 | -37951 | 4.56 | 18929 | 15454 | 3743 | 0 | GREEN | 4.62 | Low | 0.9558 | 1.0462
389 | 5 | Feb-2026 | BCC-ARC-MAS-304 | 3.04 | FLOORS-B2-RF | Architectural Fini | EP-ARC-MAS | 836479 | 480 | m² | 1742.66 | 20 | 8.48 | 40.7147 | 70933 | 8.48 | 40.7147 | 40.7147 | 70933 | 74309 | 74309 | -3376 | 0 | 0.9546 | 1 | 876263 | -39784 | 8.88 | 37355 | 29705 | 7250 | 0 | GREEN | 4.73 | Low | 0.9548 | 1.0473
390 | 6 | Mar-2026 | BCC-ARC-MAS-304 | 3.04 | FLOORS-B2-RF | Architectural Fini | EP-ARC-MAS | 836479 | 480 | m² | 1742.66 | 20 | 14 | 67.2 | 117107 | 14 | 67.2 | 67.2 | 117107 | 122777 | 122777 | -5670 | 0 | 0.9538 | 1 | 876994 | -40515 | 14.68 | 61092 | 49078 | 12607 | 0 | GREEN | 4.84 | Low | 0.9538 | 1.0484
391 | 7 | Apr-2026 | BCC-ARC-MAS-304 | 3.04 | FLOORS-B2-RF | Architectural Fini | EP-ARC-MAS | 836479 | 480 | m² | 1742.66 | 20 | 19.52 | 93.6853 | 163281 | 19.52 | 93.6853 | 93.6853 | 163281 | 171346 | 171346 | -8065 | 0 | 0.9529 | 1 | 877819 | -41340 | 20.48 | 84991 | 69347 | 17009 | 0 | GREEN | 4.95 | Low | 0.9528 | 1.0495
392 | 8 | May-2026 | BCC-ARC-MAS-304 | 3.04 | FLOORS-B2-RF | Architectural Fini | EP-ARC-MAS | 836479 | 480 | m² | 1742.66 | 20 | 23.64 | 113.4884 | 197744 | 23.64 | 113.4884 | 113.4884 | 197744 | 207783 | 207783 | -10039 | 0 | 0.9517 | 1 | 878934 | -42455 | 24.84 | 102144 | 85126 | 20513 | 0 | GREEN | 5.06 | Low | 0.9518 | 1.0506
393 | 9 | Jun-2026 | BCC-ARC-MAS-304 | 3.04 | FLOORS-B2-RF | Architectural Fini | EP-ARC-MAS | 836479 | 480 | m² | 1742.66 | 20 | 26.11 | 125.312 | 218405 | 26.11 | 125.312 | 125.312 | 218405 | 229672 | 229672 | -11267 | 0 | 0.9509 | 1 | 879660 | -43181 | 27.46 | 113543 | 92568 | 23561 | 0 | GREEN | 5.17 | Low | 0.9508 | 1.0517
394 | 10 | Jul-2026 | BCC-ARC-MAS-304 | 3.04 | FLOORS-B2-RF | Architectural Fini | EP-ARC-MAS | 836479 | 480 | m² | 1742.66 | 20 | 27.38 | 131.4473 | 229028 | 27.38 | 131.4473 | 131.4473 | 229028 | 241170 | 241170 | -12142 | 0 | 0.9497 | 1 | 880794 | -44315 | 28.83 | 119185 | 97312 | 24673 | 0 | AMBER | 5.29 | Medium | 0.9498 | 1.0528
395 | 11 | Aug-2026 | BCC-ARC-MAS-304 | 3.04 | FLOORS-B2-RF | Architectural Fini | EP-ARC-MAS | 836479 | 480 | m² | 1742.66 | 20 | 28 | 134.4 | 234214 | 28 | 134.4 | 134.4 | 234214 | 245194 | 245194 | -10980 | 0 | 0.9552 | 1 | 875706 | -39227 | 29.31 | 122498 | 98216 | 24480 | 0 | GREEN | 4.69 | Low | 0.9552 | 1.0469
396 | 12 | Sep-2026 | BCC-ARC-MAS-304 | 3.04 | FLOORS-B2-RF | Architectural Fini | EP-ARC-MAS | 836479 | 480 | m² | 1742.66 | 20 | 33 | 158.4 | 276038 | 33 | 158.4 | 158.4 | 276038 | 291031 | 291031 | -14993 | 0 | 0.9485 | 1 | 881902 | -45423 | 34.79 | 148003 | 113406 | 29622 | 0 | AMBER | 5.43 | Medium | 0.9485 | 1.0543
397 | 1 | Oct-2025 | BCC-ARC-PLST-305 | 3.05 | FLOORS-B2-RF | Architectural Fini | EP-ARC-PLST | 3037545 | 9200 | m² | 330.17 | 20 | 0 | 0 | 0 | 0 | 0 | 0 | 0 | 0 | 0 | 0 | 0 | - | - | 3037545 | 0 | 0 | 0 | 0 | 0 | 0 | NOT STARTED | 0 | Low | - | 1
398 | 2 | Nov-2025 | BCC-ARC-PLST-305 | 3.05 | FLOORS-B2-RF | Architectural Fini | EP-ARC-PLST | 3037545 | 9200 | m² | 330.17 | 20 | 0.53 | 48.5094 | 1609899 | 0.53 | 48.5094 | 48.5094 | 1609899 | 16740 | 16740 | 1593159 | 0 | 96.1708 | 1 | 31585 | 3005960 | 0.55 | 8308 | 6760 | 1672 | 0 | GREEN | 4.52 | Low | 0.9568 | 1.0452
399 | 3 | Dec-2025 | BCC-ARC-PLST-305 | 3.05 | FLOORS-B2-RF | Architectural Fini | EP-ARC-PLST | 3037545 | 9200 | m² | 330.17 | 20 | 1.62 | 149.3025 | 49208 | 1.62 | 149.3025 | 149.3025 | 49208 | 51577 | 51577 | -2369 | 0 | 0.9541 | 1 | 3183677 | -146132 | 1.7 | 25520 | 21019 | 5038 | 0 | GREEN | 4.62 | Low | 0.9558 | 1.0462
400 | 4 | Jan-2026 | BCC-ARC-PLST-305 | 3.05 | FLOORS-B2-RF | Architectural Fini | EP-ARC-PLST | 3037545 | 9200 | m² | 330.17 | 20 | 3.73 | 343.5481 | 113300 | 3.73 | 343.5481 | 343.5481 | 113300 | 118804 | 118804 | -5504 | 0 | 0.9537 | 1 | 3185014 | -147469 | 3.91 | 60200 | 46920 | 11683 | 0 | GREEN | 4.73 | Low | 0.9548 | 1.0473
401 | 5 | Feb-2026 | BCC-ARC-PLST-305 | 3.05 | FLOORS-B2-RF | Architectural Fini | EP-ARC-PLST | 3037545 | 9200 | m² | 330.17 | 20 | 7.27 | 668.8842 | 220829 | 7.27 | 668.8842 | 668.8842 | 220829 | 231553 | 231553 | -10724 | 0 | 0.9537 | 1 | 3185014 | -147469 | 7.62 | 114816 | 94167 | 22570 | 0 | GREEN | 4.84 | Low | 0.9538 | 1.0484
402 | 6 | Mar-2026 | BCC-ARC-PLST-305 | 3.05 | FLOORS-B2-RF | Architectural Fini | EP-ARC-PLST | 3037545 | 9200 | m² | 330.17 | 20 | 12 | 1104 | 364505 | 12 | 1104 | 1104 | 364505 | 382581 | 382581 | -18076 | 0 | 0.9528 | 1 | 3188038 | -150493 | 12.6 | 196520 | 148791 | 37271 | 0 | GREEN | 4.95 | Low | 0.9528 | 1.0495
403 | 7 | Apr-2026 | BCC-ARC-PLST-305 | 3.05 | FLOORS-B2-RF | Architectural Fini | EP-ARC-PLST | 3037545 | 9200 | m² | 330.17 | 20 | 16.73 | 1539.1158 | 508181 | 16.73 | 1539.1158 | 1539.1158 | 508181 | 533927 | 533927 | -25746 | 0 | 0.9518 | 1 | 3191380 | -153835 | 17.58 | 272049 | 209780 | 52098 | 0 | GREEN | 5.06 | Low | 0.9518 | 1.0506
404 | 8 | May-2026 | BCC-ARC-PLST-305 | 3.05 | FLOORS-B2-RF | Architectural Fini | EP-ARC-PLST | 3037545 | 9200 | m² | 330.17 | 20 | 20.27 | 1864.4519 | 615710 | 20.27 | 1864.4519 | 1864.4519 | 615710 | 647468 | 647468 | -31758 | 0 | 0.951 | 1 | 3194087 | -156542 | 21.32 | 317768 | 264817 | 64883 | 0 | GREEN | 5.17 | Low | 0.9508 | 1.0518
405 | 9 | Jun-2026 | BCC-ARC-PLST-305 | 3.05 | FLOORS-B2-RF | Architectural Fini | EP-ARC-PLST | 3037545 | 9200 | m² | 330.17 | 20 | 22.38 | 2058.6975 | 679802 | 22.38 | 2058.6975 | 2058.6975 | 679802 | 715676 | 715676 | -35874 | 0 | 0.9499 | 1 | 3197772 | -160227 | 23.56 | 361749 | 283276 | 70651 | 0 | AMBER | 5.29 | Medium | 0.9498 | 1.0529
406 | 10 | Jul-2026 | BCC-ARC-PLST-305 | 3.05 | FLOORS-B2-RF | Architectural Fini | EP-ARC-PLST | 3037545 | 9200 | m² | 330.17 | 20 | 23.47 | 2159.4906 | 712912 | 23.47 | 2159.4906 | 2159.4906 | 712912 | 751506 | 751506 | -38594 | 0 | 0.9486 | 1 | 3202099 | -164554 | 24.74 | 384302 | 292161 | 75043 | 0 | AMBER | 5.4 | Medium | 0.9488 | 1.054
407 | 11 | Aug-2026 | BCC-ARC-PLST-305 | 3.05 | FLOORS-B2-RF | Architectural Fini | EP-ARC-PLST | 3037545 | 9200 | m² | 330.17 | 20 | 24 | 2208 | 729011 | 24 | 2208 | 2208 | 729011 | 765589 | 765589 | -36578 | 0 | 0.9522 | 1 | 3190010 | -152465 | 25.2 | 386504 | 300557 | 78528 | 0 | GREEN | 5.02 | Low | 0.9522 | 1.0502
408 | 12 | Sep-2026 | BCC-ARC-PLST-305 | 3.05 | FLOORS-B2-RF | Architectural Fini | EP-ARC-PLST | 3037545 | 9200 | m² | 330.17 | 20 | 34 | 3128 | 1032765 | 34 | 3128 | 3128 | 1032765 | 1088920 | 1088920 | -56155 | 0 | 0.9484 | 1 | 3202774 | -165229 | 35.85 | 541290 | 439858 | 107772 | 0 | AMBER | 5.44 | Medium | 0.9484 | 1.0544
409 | 1 | Oct-2025 | BCC-ARC-PLST-306 | 3.06 | FLOORS-B2-RF | Architectural Fini | EP-ARC-PLST | 862443 | 1850 | m² | 466.19 | 20 | 0 | 0 | 0 | 0 | 0 | 0 | 0 | 0 | 0 | 0 | 0 | - | - | 862443 | 0 | 0 | 0 | 0 | 0 | 0 | NOT STARTED | 0 | Low | - | 1
410 | 2 | Nov-2025 | BCC-ARC-PLST-306 | 3.06 | FLOORS-B2-RF | Architectural Fini | EP-ARC-PLST | 862443 | 1850 | m² | 466.19 | 20 | 0.66 | 12.1933 | 569213 | 0.66 | 12.1933 | 12.1933 | 569213 | 5928 | 5928 | 563285 | 0 | 96.0211 | 1 | 8982 | 853461 | 0.69 | 3027 | 2315 | 587 | 0 | GREEN | 4.3 | Low | 0.9588 | 1.043
411 | 3 | Dec-2025 | BCC-ARC-PLST-306 | 3.06 | FLOORS-B2-RF | Architectural Fini | EP-ARC-PLST | 862443 | 1850 | m² | 466.19 | 20 | 2.03 | 37.5285 | 17508 | 2.03 | 37.5285 | 37.5285 | 17508 | 18266 | 18266 | -758 | 0 | 0.9585 | 1 | 899784 | -37341 | 2.12 | 9041 | 7415 | 1810 | 0 | GREEN | 4.41 | Low | 0.9578 | 1.0441
412 | 4 | Jan-2026 | BCC-ARC-PLST-306 | 3.06 | FLOORS-B2-RF | Architectural Fini | EP-ARC-PLST | 862443 | 1850 | m² | 466.19 | 20 | 4.67 | 86.3538 | 40276 | 4.67 | 86.3538 | 86.3538 | 40276 | 42076 | 42076 | -1800 | 0 | 0.9572 | 1 | 901005 | -38562 | 4.88 | 20911 | 17054 | 4110 | 0 | GREEN | 4.52 | Low | 0.9568 | 1.0452
413 | 5 | Feb-2026 | BCC-ARC-PLST-306 | 3.06 | FLOORS-B2-RF | Architectural Fini | EP-ARC-PLST | 862443 | 1850 | m² | 466.19 | 20 | 9.09 | 168.1299 | 78396 | 9.09 | 168.1299 | 168.1299 | 78396 | 82006 | 82006 | -3610 | 0 | 0.956 | 1 | 902139 | -39696 | 9.51 | 41687 | 31885 | 8435 | 0 | GREEN | 4.62 | Low | 0.9558 | 1.0462
414 | 6 | Mar-2026 | BCC-ARC-PLST-306 | 3.06 | FLOORS-B2-RF | Architectural Fini | EP-ARC-PLST | 862443 | 1850 | m² | 466.19 | 20 | 15 | 277.5 | 129366 | 15 | 277.5 | 277.5 | 129366 | 135494 | 135494 | -6128 | 0 | 0.9548 | 1 | 903275 | -40832 | 15.71 | 68754 | 53036 | 13704 | 0 | GREEN | 4.73 | Low | 0.9548 | 1.0473
415 | 7 | Apr-2026 | BCC-ARC-PLST-306 | 3.06 | FLOORS-B2-RF | Architectural Fini | EP-ARC-PLST | 862443 | 1850 | m² | 466.19 | 20 | 20.91 | 386.8701 | 180337 | 20.91 | 386.8701 | 386.8701 | 180337 | 189094 | 189094 | -8757 | 0 | 0.9537 | 1 | 904315 | -41872 | 21.93 | 94142 | 76034 | 18918 | 0 | GREEN | 4.84 | Low | 0.9538 | 1.0484
416 | 8 | May-2026 | BCC-ARC-PLST-306 | 3.06 | FLOORS-B2-RF | Architectural Fini | EP-ARC-PLST | 862443 | 1850 | m² | 466.19 | 20 | 25.33 | 468.6462 | 218457 | 25.33 | 468.6462 | 468.6462 | 218457 | 229305 | 229305 | -10848 | 0 | 0.9527 | 1 | 905264 | -42821 | 26.59 | 117153 | 89170 | 22982 | 0 | GREEN | 4.95 | Low | 0.9528 | 1.0495
417 | 9 | Jun-2026 | BCC-ARC-PLST-306 | 3.06 | FLOORS-B2-RF | Architectural Fini | EP-ARC-PLST | 862443 | 1850 | m² | 466.19 | 20 | 27.97 | 517.4715 | 241225 | 27.97 | 517.4715 | 517.4715 | 241225 | 253460 | 253460 | -12235 | 0 | 0.9517 | 1 | 906206 | -43763 | 29.39 | 124958 | 103478 | 25024 | 0 | GREEN | 5.06 | Low | 0.9518 | 1.0506
418 | 10 | Jul-2026 | BCC-ARC-PLST-306 | 3.06 | FLOORS-B2-RF | Architectural Fini | EP-ARC-PLST | 862443 | 1850 | m² | 466.19 | 20 | 29.34 | 542.8067 | 253041 | 29.34 | 542.8067 | 542.8067 | 253041 | 266150 | 266150 | -13109 | 0 | 0.9507 | 1 | 907154 | -44711 | 30.86 | 132000 | 106873 | 27276 | 0 | GREEN | 5.17 | Low | 0.9508 | 1.0518
419 | 11 | Aug-2026 | BCC-ARC-PLST-306 | 3.06 | FLOORS-B2-RF | Architectural Fini | EP-ARC-PLST | 862443 | 1850 | m² | 466.19 | 20 | 30 | 555 | 258733 | 30 | 555 | 555 | 258733 | 267719 | 267719 | -8986 | 0 | 0.9664 | 1 | 892419 | -29976 | 31.04 | 132465 | 108211 | 27043 | 0 | GREEN | 3.48 | Low | 0.9664 | 1.0348
420 | 12 | Sep-2026 | BCC-ARC-PLST-306 | 3.06 | FLOORS-B2-RF | Architectural Fini | EP-ARC-PLST | 862443 | 1850 | m² | 466.19 | 20 | 38 | 703 | 327728 | 38 | 703 | 703 | 327728 | 349809 | 349809 | -22081 | 0 | 0.9369 | 1 | 920537 | -58094 | 40.56 | 171316 | 143154 | 35340 | 0 | AMBER | 6.73 | Medium | 0.9369 | 1.0674
421 | 1 | Oct-2025 | BCC-ARC-PLST-307 | 3.07 | FLOORS-B2-RF | Architectural Fini | EP-ARC-PLST | 2868274 | 4800 | m² | 597.56 | 20 | 0 | 0 | 0 | 0 | 0 | 0 | 0 | 0 | 0 | 0 | 0 | - | - | 2868274 | 0 | 0 | 0 | 0 | 0 | 0 | NOT STARTED | 0 | Low | - | 1
422 | 2 | Nov-2025 | BCC-ARC-PLST-307 | 3.07 | FLOORS-B2-RF | Architectural Fini | EP-ARC-PLST | 2868274 | 4800 | m² | 597.56 | 20 | 0.79 | 37.9638 | 2265936 | 0.79 | 37.9638 | 37.9638 | 2265936 | 23798 | 23798 | 2242138 | 0 | 95.2154 | 1 | 30124 | 2838150 | 0.83 | 11772 | 9682 | 2344 | 0 | GREEN | 4.9 | Low | 0.9533 | 1.049
423 | 3 | Dec-2025 | BCC-ARC-PLST-307 | 3.07 | FLOORS-B2-RF | Architectural Fini | EP-ARC-PLST | 2868274 | 4800 | m² | 597.56 | 20 | 2.43 | 116.8455 | 69699 | 2.43 | 116.8455 | 116.8455 | 69699 | 73320 | 73320 | -3621 | 0 | 0.9506 | 1 | 3017329 | -149055 | 2.56 | 36919 | 29165 | 7236 | 0 | GREEN | 5.01 | Low | 0.9523 | 1.0501
424 | 4 | Jan-2026 | BCC-ARC-PLST-307 | 3.07 | FLOORS-B2-RF | Architectural Fini | EP-ARC-PLST | 2868274 | 4800 | m² | 597.56 | 20 | 5.6 | 268.8637 | 160623 | 5.6 | 268.8637 | 268.8637 | 160623 | 168890 | 168890 | -8267 | 0 | 0.9511 | 1 | 3015753 | -147479 | 5.89 | 82807 | 68889 | 17194 | 0 | GREEN | 5.12 | Low | 0.9513 | 1.0512
425 | 5 | Feb-2026 | BCC-ARC-PLST-307 | 3.07 | FLOORS-B2-RF | Architectural Fini | EP-ARC-PLST | 2868274 | 4800 | m² | 597.56 | 20 | 10.91 | 523.4746 | 312929 | 10.91 | 523.4746 | 523.4746 | 312929 | 329172 | 329172 | -16243 | 0 | 0.9507 | 1 | 3017028 | -148754 | 11.48 | 164797 | 131423 | 32953 | 0 | GREEN | 5.23 | Low | 0.9503 | 1.0523
426 | 6 | Mar-2026 | BCC-ARC-PLST-307 | 3.07 | FLOORS-B2-RF | Architectural Fini | EP-ARC-PLST | 2868274 | 4800 | m² | 597.56 | 20 | 18 | 864 | 516289 | 18 | 864 | 864 | 516289 | 543873 | 543873 | -27584 | 0 | 0.9493 | 1 | 3021472 | -153198 | 18.96 | 275681 | 213402 | 54790 | 0 | AMBER | 5.34 | Medium | 0.9493 | 1.0534
427 | 7 | Apr-2026 | BCC-ARC-PLST-307 | 3.07 | FLOORS-B2-RF | Architectural Fini | EP-ARC-PLST | 2868274 | 4800 | m² | 597.56 | 20 | 25.09 | 1204.5254 | 719650 | 25.09 | 1204.5254 | 1204.5254 | 719650 | 759028 | 759028 | -39378 | 0 | 0.9481 | 1 | 3025270 | -156996 | 26.46 | 368563 | 312499 | 77966 | 0 | AMBER | 5.45 | Medium | 0.9483 | 1.0545
428 | 8 | May-2026 | BCC-ARC-PLST-307 | 3.07 | FLOORS-B2-RF | Architectural Fini | EP-ARC-PLST | 2868274 | 4800 | m² | 597.56 | 20 | 30.4 | 1459.1363 | 871955 | 30.4 | 1459.1363 | 1459.1363 | 871955 | 920442 | 920442 | -48487 | 0 | 0.9473 | 1 | 3027820 | -159546 | 32.09 | 472310 | 357772 | 90359 | 0 | AMBER | 5.56 | Medium | 0.9473 | 1.0556
429 | 9 | Jun-2026 | BCC-ARC-PLST-307 | 3.07 | FLOORS-B2-RF | Architectural Fini | EP-ARC-PLST | 2868274 | 4800 | m² | 597.56 | 20 | 33.57 | 1611.1545 | 962880 | 33.57 | 1611.1545 | 1611.1545 | 962880 | 1017410 | 1017410 | -54530 | 0 | 0.9464 | 1 | 3030717 | -162443 | 35.47 | 503453 | 412569 | 101388 | 0 | AMBER | 5.67 | Medium | 0.9463 | 1.0568
430 | 10 | Jul-2026 | BCC-ARC-PLST-307 | 3.07 | FLOORS-B2-RF | Architectural Fini | EP-ARC-PLST | 2868274 | 4800 | m² | 597.56 | 20 | 35.21 | 1690.0362 | 1009919 | 35.21 | 1690.0362 | 1690.0362 | 1009919 | 1068351 | 1068351 | -58432 | 0 | 0.9453 | 1 | 3034240 | -165966 | 37.25 | 519789 | 439091 | 109472 | 0 | AMBER | 5.79 | Medium | 0.9453 | 1.0579
431 | 11 | Aug-2026 | BCC-ARC-PLST-307 | 3.07 | FLOORS-B2-RF | Architectural Fini | EP-ARC-PLST | 2868274 | 4800 | m² | 597.56 | 20 | 36 | 1728 | 1032579 | 36 | 1728 | 1728 | 1032579 | 1079350 | 1079350 | -46771 | 0 | 0.9567 | 1 | 2998128 | -129854 | 37.63 | 542320 | 430468 | 106562 | 0 | GREEN | 4.53 | Low | 0.9567 | 1.0453
432 | 12 | Sep-2026 | BCC-ARC-PLST-307 | 3.07 | FLOORS-B2-RF | Architectural Fini | EP-ARC-PLST | 2868274 | 4800 | m² | 597.56 | 20 | 37 | 1776 | 1061261 | 37 | 1776 | 1776 | 1061261 | 1100324 | 1100324 | -39063 | 0 | 0.9645 | 1 | 2973847 | -105573 | 38.36 | 556638 | 436683 | 107003 | 0 | GREEN | 3.68 | Low | 0.9645 | 1.0368
433 | 1 | Oct-2025 | BCC-ARC-WTPR-308 | 3.08 | FLOORS-B2-RF | Architectural Fini | EP-ARC-WTPR | 546456 | 1950 | m² | 280.23 | 20 | 0 | 0 | 0 | 0 | 0 | 0 | 0 | 0 | 0 | 0 | 0 | - | - | 546456 | 0 | 0 | 0 | 0 | 0 | 0 | NOT STARTED | 0 | Low | - | 1
434 | 2 | Nov-2025 | BCC-ARC-WTPR-308 | 3.08 | FLOORS-B2-RF | Architectural Fini | EP-ARC-WTPR | 546456 | 1950 | m² | 280.23 | 20 | 0.55 | 10.7103 | 300551 | 0.55 | 10.7103 | 10.7103 | 300551 | 3149 | 3149 | 297402 | 0 | 95.4433 | 1 | 5725 | 540731 | 0.58 | 1565 | 1259 | 324 | 0 | GREEN | 4.91 | Low | 0.9532 | 1.0491
435 | 3 | Dec-2025 | BCC-ARC-WTPR-308 | 3.08 | FLOORS-B2-RF | Architectural Fini | EP-ARC-WTPR | 546456 | 1950 | m² | 280.23 | 20 | 1.69 | 32.9642 | 9235 | 1.69 | 32.9642 | 32.9642 | 9235 | 9701 | 9701 | -466 | 0 | 0.952 | 1 | 574009 | -27553 | 1.78 | 4969 | 3788 | 944 | 0 | GREEN | 5.01 | Low | 0.9523 | 1.0501
436 | 4 | Jan-2026 | BCC-ARC-WTPR-308 | 3.08 | FLOORS-B2-RF | Architectural Fini | EP-ARC-WTPR | 546456 | 1950 | m² | 280.23 | 20 | 3.89 | 75.8513 | 21257 | 3.89 | 75.8513 | 75.8513 | 21257 | 22345 | 22345 | -1088 | 0 | 0.9513 | 1 | 574431 | -27975 | 4.09 | 10973 | 9117 | 2255 | 0 | GREEN | 5.12 | Low | 0.9513 | 1.0512
437 | 5 | Feb-2026 | BCC-ARC-WTPR-308 | 3.08 | FLOORS-B2-RF | Architectural Fini | EP-ARC-WTPR | 546456 | 1950 | m² | 280.23 | 20 | 7.57 | 147.6816 | 41367 | 7.57 | 147.6816 | 147.6816 | 41367 | 43551 | 43551 | -2184 | 0 | 0.9499 | 1 | 575280 | -28824 | 7.97 | 21572 | 17647 | 4332 | 0 | GREEN | 5.23 | Low | 0.9503 | 1.0523
438 | 6 | Mar-2026 | BCC-ARC-WTPR-308 | 3.08 | FLOORS-B2-RF | Architectural Fini | EP-ARC-WTPR | 546456 | 1950 | m² | 280.23 | 20 | 12.5 | 243.75 | 68307 | 12.5 | 243.75 | 243.75 | 68307 | 71958 | 71958 | -3651 | 0 | 0.9493 | 1 | 575644 | -29188 | 13.17 | 36317 | 28258 | 7383 | 0 | AMBER | 5.34 | Medium | 0.9493 | 1.0534
439 | 7 | Apr-2026 | BCC-ARC-WTPR-308 | 3.08 | FLOORS-B2-RF | Architectural Fini | EP-ARC-WTPR | 546456 | 1950 | m² | 280.23 | 20 | 17.43 | 339.8184 | 95247 | 17.43 | 339.8184 | 339.8184 | 95247 | 100424 | 100424 | -5177 | 0 | 0.9484 | 1 | 576182 | -29726 | 18.38 | 49789 | 40829 | 9806 | 0 | AMBER | 5.45 | Medium | 0.9483 | 1.0545
440 | 8 | May-2026 | BCC-ARC-WTPR-308 | 3.08 | FLOORS-B2-RF | Architectural Fini | EP-ARC-WTPR | 546456 | 1950 | m² | 280.23 | 20 | 21.11 | 411.6487 | 115357 | 21.11 | 411.6487 | 411.6487 | 115357 | 121780 | 121780 | -6423 | 0 | 0.9473 | 1 | 576862 | -30406 | 22.29 | 59620 | 49641 | 12519 | 0 | AMBER | 5.56 | Medium | 0.9473 | 1.0556
441 | 9 | Jun-2026 | BCC-ARC-WTPR-308 | 3.08 | FLOORS-B2-RF | Architectural Fini | EP-ARC-WTPR | 546456 | 1950 | m² | 280.23 | 20 | 23.31 | 454.5358 | 127379 | 23.31 | 454.5358 | 454.5358 | 127379 | 134609 | 134609 | -7230 | 0 | 0.9463 | 1 | 577468 | -31012 | 24.63 | 68277 | 52936 | 13396 | 0 | AMBER | 5.67 | Medium | 0.9463 | 1.0568
442 | 10 | Jul-2026 | BCC-ARC-WTPR-308 | 3.08 | FLOORS-B2-RF | Architectural Fini | EP-ARC-WTPR | 546456 | 1950 | m² | 280.23 | 20 | 24.45 | 476.7897 | 133608 | 24.45 | 476.7897 | 476.7897 | 133608 | 141350 | 141350 | -7742 | 0 | 0.9452 | 1 | 578134 | -31678 | 25.87 | 71922 | 55158 | 14269 | 0 | AMBER | 5.79 | Medium | 0.9453 | 1.0579
443 | 11 | Aug-2026 | BCC-ARC-WTPR-308 | 3.08 | FLOORS-B2-RF | Architectural Fini | EP-ARC-WTPR | 546456 | 1950 | m² | 280.23 | 20 | 25 | 487.5 | 136614 | 25 | 487.5 | 487.5 | 136614 | 140085 | 140085 | -3471 | 0 | 0.9752 | 1 | 560350 | -13894 | 25.64 | 70894 | 55043 | 14148 | 0 | GREEN | 2.54 | Low | 0.9752 | 1.0254
444 | 12 | Sep-2026 | BCC-ARC-WTPR-308 | 3.08 | FLOORS-B2-RF | Architectural Fini | EP-ARC-WTPR | 546456 | 1950 | m² | 280.23 | 20 | 36 | 702 | 196724 | 36 | 702 | 702 | 196724 | 204769 | 204769 | -8045 | 0 | 0.9607 | 1 | 568808 | -22352 | 37.47 | 99617 | 84097 | 21055 | 0 | GREEN | 4.09 | Low | 0.9607 | 1.0409
445 | 1 | Oct-2025 | BCC-ARC-WTPR-309 | 3.09 | FLOORS-B2-RF | Architectural Fini | EP-ARC-WTPR | 93309 | 650 | m² | 143.55 | 20 | 0 | 0 | 0 | 0 | 0 | 0 | 0 | 0 | 0 | 0 | 0 | - | - | 93309 | 0 | 0 | 0 | 0 | 0 | 0 | NOT STARTED | 0 | Low | - | 1
446 | 2 | Nov-2025 | BCC-ARC-WTPR-309 | 3.09 | FLOORS-B2-RF | Architectural Fini | EP-ARC-WTPR | 93309 | 650 | m² | 143.55 | 20 | 0.81 | 5.2837 | 75581 | 0.81 | 5.2837 | 5.2837 | 75581 | 783 | 783 | 74798 | 0 | 96.5275 | 1 | 967 | 92342 | 0.84 | 394 | 311 | 79 | 0 | GREEN | 3.33 | Low | 0.9678 | 1.0333
447 | 3 | Dec-2025 | BCC-ARC-WTPR-309 | 3.09 | FLOORS-B2-RF | Architectural Fini | EP-ARC-WTPR | 93309 | 650 | m² | 143.55 | 20 | 2.5 | 16.2623 | 2333 | 2.5 | 16.2623 | 16.2623 | 2333 | 2415 | 2415 | -82 | 0 | 0.966 | 1 | 96593 | -3284 | 2.59 | 1235 | 942 | 238 | 0 | GREEN | 3.44 | Low | 0.9667 | 1.0344
448 | 4 | Jan-2026 | BCC-ARC-WTPR-309 | 3.09 | FLOORS-B2-RF | Architectural Fini | EP-ARC-WTPR | 93309 | 650 | m² | 143.55 | 20 | 5.76 | 37.42 | 5375 | 5.76 | 37.42 | 37.42 | 5375 | 5562 | 5562 | -187 | 0 | 0.9664 | 1 | 96554 | -3245 | 5.96 | 2815 | 2192 | 555 | 0 | GREEN | 3.55 | Low | 0.9657 | 1.0355
449 | 5 | Feb-2026 | BCC-ARC-WTPR-309 | 3.09 | FLOORS-B2-RF | Architectural Fini | EP-ARC-WTPR | 93309 | 650 | m² | 143.55 | 20 | 11.21 | 72.8563 | 10460 | 11.21 | 72.8563 | 72.8563 | 10460 | 10842 | 10842 | -382 | 0 | 0.9648 | 1 | 96714 | -3405 | 11.62 | 5291 | 4460 | 1091 | 0 | GREEN | 3.66 | Low | 0.9647 | 1.0366
450 | 6 | Mar-2026 | BCC-ARC-WTPR-309 | 3.09 | FLOORS-B2-RF | Architectural Fini | EP-ARC-WTPR | 93309 | 650 | m² | 143.55 | 20 | 18.5 | 120.25 | 17262 | 18.5 | 120.25 | 120.25 | 17262 | 17912 | 17912 | -650 | 0 | 0.9637 | 1 | 96824 | -3515 | 19.2 | 9068 | 7076 | 1767 | 0 | GREEN | 3.77 | Low | 0.9637 | 1.0377
451 | 7 | Apr-2026 | BCC-ARC-WTPR-309 | 3.09 | FLOORS-B2-RF | Architectural Fini | EP-ARC-WTPR | 93309 | 650 | m² | 143.55 | 20 | 25.79 | 167.6437 | 24064 | 25.79 | 167.6437 | 167.6437 | 24064 | 24997 | 24997 | -933 | 0 | 0.9627 | 1 | 96925 | -3616 | 26.79 | 12673 | 9858 | 2465 | 0 | GREEN | 3.87 | Low | 0.9627 | 1.0387
452 | 8 | May-2026 | BCC-ARC-WTPR-309 | 3.09 | FLOORS-B2-RF | Architectural Fini | EP-ARC-WTPR | 93309 | 650 | m² | 143.55 | 20 | 31.24 | 203.08 | 29150 | 31.24 | 203.08 | 203.08 | 29150 | 30313 | 30313 | -1163 | 0 | 0.9616 | 1 | 97035 | -3726 | 32.49 | 15191 | 12115 | 3006 | 0 | GREEN | 3.98 | Low | 0.9617 | 1.0398
453 | 9 | Jun-2026 | BCC-ARC-WTPR-309 | 3.09 | FLOORS-B2-RF | Architectural Fini | EP-ARC-WTPR | 93309 | 650 | m² | 143.55 | 20 | 34.5 | 224.2377 | 32192 | 34.5 | 224.2377 | 224.2377 | 32192 | 33505 | 33505 | -1313 | 0 | 0.9608 | 1 | 97116 | -3807 | 35.91 | 16838 | 13223 | 3445 | 0 | GREEN | 4.09 | Low | 0.9607 | 1.0409
454 | 10 | Jul-2026 | BCC-ARC-WTPR-309 | 3.09 | FLOORS-B2-RF | Architectural Fini | EP-ARC-WTPR | 93309 | 650 | m² | 143.55 | 20 | 36.19 | 235.2163 | 33769 | 36.19 | 235.2163 | 235.2163 | 33769 | 35183 | 35183 | -1414 | 0 | 0.9598 | 1 | 97217 | -3908 | 37.71 | 17563 | 14134 | 3486 | 0 | GREEN | 4.2 | Low | 0.9597 | 1.042
455 | 11 | Aug-2026 | BCC-ARC-WTPR-309 | 3.09 | FLOORS-B2-RF | Architectural Fini | EP-ARC-WTPR | 93309 | 650 | m² | 143.55 | 20 | 37 | 240.5 | 34524 | 37 | 240.5 | 240.5 | 34524 | 35592 | 35592 | -1068 | 0 | 0.97 | 1 | 96196 | -2887 | 38.14 | 17727 | 14261 | 3605 | 0 | GREEN | 3.09 | Low | 0.97 | 1.0309
456 | 12 | Sep-2026 | BCC-ARC-WTPR-309 | 3.09 | FLOORS-B2-RF | Architectural Fini | EP-ARC-WTPR | 93309 | 650 | m² | 143.55 | 20 | 34 | 221 | 31725 | 34 | 221 | 221 | 31725 | 33185 | 33185 | -1460 | 0 | 0.956 | 1 | 97604 | -4295 | 35.56 | 16113 | 13665 | 3407 | 0 | GREEN | 4.6 | Low | 0.956 | 1.046
457 | 1 | Oct-2025 | BCC-ARC-WTPR-310 | 3.10 | FLOORS-B2-RF | Architectural Fini | EP-ARC-WTPR | 286011 | 1200 | m² | 238.34 | 20 | 0 | 0 | 0 | 0 | 0 | 0 | 0 | 0 | 0 | 0 | 0 | - | - | 286011 | 0 | 0 | 0 | 0 | 0 | 0 | NOT STARTED | 0 | Low | - | 1
458 | 2 | Nov-2025 | BCC-ARC-WTPR-310 | 3.10 | FLOORS-B2-RF | Architectural Fini | EP-ARC-WTPR | 286011 | 1200 | m² | 238.34 | 20 | 0.51 | 6.0637 | 145866 | 0.51 | 6.0637 | 6.0637 | 145866 | 1526 | 1526 | 144340 | 0 | 95.5872 | 1 | 2992 | 283019 | 0.53 | 762 | 610 | 154 | 0 | AMBER | 5.61 | Medium | 0.9469 | 1.0561
459 | 3 | Dec-2025 | BCC-ARC-WTPR-310 | 3.10 | FLOORS-B2-RF | Architectural Fini | EP-ARC-WTPR | 286011 | 1200 | m² | 238.34 | 20 | 1.56 | 18.6628 | 4462 | 1.56 | 18.6628 | 18.6628 | 4462 | 4702 | 4702 | -240 | 0 | 0.949 | 1 | 301382 | -15371 | 1.64 | 2398 | 1843 | 461 | 0 | AMBER | 5.7 | Medium | 0.9461 | 1.057
460 | 4 | Jan-2026 | BCC-ARC-WTPR-310 | 3.10 | FLOORS-B2-RF | Architectural Fini | EP-ARC-WTPR | 286011 | 1200 | m² | 238.34 | 20 | 3.58 | 42.9435 | 10239 | 3.58 | 42.9435 | 42.9435 | 10239 | 10831 | 10831 | -592 | 0 | 0.9453 | 1 | 302561 | -16550 | 3.79 | 5548 | 4206 | 1076 | 0 | AMBER | 5.82 | Medium | 0.945 | 1.0582
461 | 5 | Feb-2026 | BCC-ARC-WTPR-310 | 3.10 | FLOORS-B2-RF | Architectural Fini | EP-ARC-WTPR | 286011 | 1200 | m² | 238.34 | 20 | 6.97 | 83.6105 | 19935 | 6.97 | 83.6105 | 83.6105 | 19935 | 21109 | 21109 | -1174 | 0 | 0.9444 | 1 | 302850 | -16839 | 7.38 | 10628 | 8339 | 2143 | 0 | AMBER | 5.93 | Medium | 0.944 | 1.0593
462 | 6 | Mar-2026 | BCC-ARC-WTPR-310 | 3.10 | FLOORS-B2-RF | Architectural Fini | EP-ARC-WTPR | 286011 | 1200 | m² | 238.34 | 20 | 11.5 | 138 | 32891 | 11.5 | 138 | 138 | 32891 | 34879 | 34879 | -1988 | 0 | 0.943 | 1 | 303299 | -17288 | 12.19 | 16940 | 14354 | 3584 | 0 | AMBER | 6.04 | Medium | 0.943 | 1.0604
463 | 7 | Apr-2026 | BCC-ARC-WTPR-310 | 3.10 | FLOORS-B2-RF | Architectural Fini | EP-ARC-WTPR | 286011 | 1200 | m² | 238.34 | 20 | 16.03 | 192.3895 | 45848 | 16.03 | 192.3895 | 192.3895 | 45848 | 48676 | 48676 | -2828 | 0 | 0.9419 | 1 | 303653 | -17642 | 17.02 | 23914 | 19957 | 4806 | 0 | AMBER | 6.16 | Medium | 0.942 | 1.0616
464 | 8 | May-2026 | BCC-ARC-WTPR-310 | 3.10 | FLOORS-B2-RF | Architectural Fini | EP-ARC-WTPR | 286011 | 1200 | m² | 238.34 | 20 | 19.42 | 233.0565 | 55543 | 19.42 | 233.0565 | 233.0565 | 55543 | 59029 | 59029 | -3486 | 0 | 0.9409 | 1 | 303973 | -17962 | 20.64 | 29287 | 23761 | 5982 | 0 | AMBER | 6.27 | Medium | 0.941 | 1.0627
465 | 9 | Jun-2026 | BCC-ARC-WTPR-310 | 3.10 | FLOORS-B2-RF | Architectural Fini | EP-ARC-WTPR | 286011 | 1200 | m² | 238.34 | 20 | 21.44 | 257.3372 | 61321 | 21.44 | 257.3372 | 257.3372 | 61321 | 65248 | 65248 | -3927 | 0 | 0.9398 | 1 | 304331 | -18320 | 22.81 | 33048 | 25802 | 6398 | 0 | AMBER | 6.38 | Medium | 0.94 | 1.0638
466 | 10 | Jul-2026 | BCC-ARC-WTPR-310 | 3.10 | FLOORS-B2-RF | Architectural Fini | EP-ARC-WTPR | 286011 | 1200 | m² | 238.34 | 20 | 22.49 | 269.9363 | 64324 | 22.49 | 269.9363 | 269.9363 | 64324 | 68515 | 68515 | -4191 | 0 | 0.9388 | 1 | 304654 | -18643 | 23.96 | 33871 | 27751 | 6893 | 0 | AMBER | 6.5 | Medium | 0.939 | 1.065
467 | 11 | Aug-2026 | BCC-ARC-WTPR-310 | 3.10 | FLOORS-B2-RF | Architectural Fini | EP-ARC-WTPR | 286011 | 1200 | m² | 238.34 | 20 | 41 | 276 | 117265 | 23 | 276 | 276 | 65783 | 69059 | 69059 | -3276 | -51482 | 0.9526 | 0.561 | 300245 | -14234 | 24.15 | 33846 | 28404 | 6809 | 0 | GREEN | 4.98 | Low | 0.9526 | 1.0498
468 | 12 | Sep-2026 | BCC-ARC-WTPR-310 | 3.10 | FLOORS-B2-RF | Architectural Fini | EP-ARC-WTPR | 286011 | 1200 | m² | 238.34 | 20 | 41 | 492 | 117265 | 41 | 492 | 492 | 117265 | 123015 | 123015 | -5750 | 0 | 0.9533 | 1 | 300027 | -14016 | 43.01 | 60969 | 49485 | 12561 | 0 | GREEN | 4.9 | Low | 0.9533 | 1.049
469 | 1 | Oct-2025 | BCC-ARC-SCRZ-311 | 3.11 | FLOORS-B2-RF | Architectural Fini | EP-ARC-SCRZ | 1870094 | 5200 | m² | 359.63 | 20 | 0 | 0 | 0 | 0 | 0 | 0 | 0 | 0 | 0 | 0 | 0 | - | - | 1870094 | 0 | 0 | 0 | 0 | 0 | 0 | NOT STARTED | 0 | Low | - | 1
470 | 2 | Nov-2025 | BCC-ARC-SCRZ-311 | 3.11 | FLOORS-B2-RF | Architectural Fini | EP-ARC-SCRZ | 1870094 | 5200 | m² | 359.63 | 20 | 0.81 | 42.2699 | 1514776 | 0.81 | 42.2699 | 42.2699 | 1514776 | 15705 | 15705 | 1499071 | 0 | 96.4518 | 1 | 19389 | 1850705 | 0.84 | 7650 | 6458 | 1597 | 0 | GREEN | 3.31 | Low | 0.968 | 1.0331
471 | 3 | Dec-2025 | BCC-ARC-SCRZ-311 | 3.11 | FLOORS-B2-RF | Architectural Fini | EP-ARC-SCRZ | 1870094 | 5200 | m² | 359.63 | 20 | 2.5 | 130.0988 | 46752 | 2.5 | 130.0988 | 130.0988 | 46752 | 48388 | 48388 | -1636 | 0 | 0.9662 | 1 | 1935515 | -65421 | 2.59 | 24751 | 18786 | 4851 | 0 | GREEN | 3.42 | Low | 0.9669 | 1.0342
472 | 4 | Jan-2026 | BCC-ARC-SCRZ-311 | 3.11 | FLOORS-B2-RF | Architectural Fini | EP-ARC-SCRZ | 1870094 | 5200 | m² | 359.63 | 20 | 5.76 | 299.3599 | 107717 | 5.76 | 299.3599 | 299.3599 | 107717 | 111456 | 111456 | -3739 | 0 | 0.9665 | 1 | 1934919 | -64825 | 5.96 | 56493 | 43777 | 11186 | 0 | GREEN | 3.53 | Low | 0.9659 | 1.0353
473 | 5 | Feb-2026 | BCC-ARC-SCRZ-311 | 3.11 | FLOORS-B2-RF | Architectural Fini | EP-ARC-SCRZ | 1870094 | 5200 | m² | 359.63 | 20 | 11.21 | 582.8502 | 209638 | 11.21 | 582.8502 | 582.8502 | 209638 | 217229 | 217229 | -7591 | 0 | 0.9651 | 1 | 1937731 | -67637 | 11.62 | 107753 | 88293 | 21183 | 0 | GREEN | 3.64 | Low | 0.9649 | 1.0364
474 | 6 | Mar-2026 | BCC-ARC-SCRZ-311 | 3.11 | FLOORS-B2-RF | Architectural Fini | EP-ARC-SCRZ | 1870094 | 5200 | m² | 359.63 | 20 | 18.5 | 962 | 345967 | 18.5 | 962 | 962 | 345967 | 358910 | 358910 | -12943 | 0 | 0.9639 | 1 | 1940119 | -70025 | 19.19 | 177865 | 144562 | 36483 | 0 | GREEN | 3.75 | Low | 0.9639 | 1.0374
475 | 7 | Apr-2026 | BCC-ARC-SCRZ-311 | 3.11 | FLOORS-B2-RF | Architectural Fini | EP-ARC-SCRZ | 1870094 | 5200 | m² | 359.63 | 20 | 25.79 | 1341.1498 | 482297 | 25.79 | 1341.1498 | 1341.1498 | 482297 | 500886 | 500886 | -18589 | 0 | 0.9629 | 1 | 1942154 | -72060 | 26.78 | 255875 | 194521 | 50490 | 0 | GREEN | 3.85 | Low | 0.9629 | 1.0385
476 | 8 | May-2026 | BCC-ARC-SCRZ-311 | 3.11 | FLOORS-B2-RF | Architectural Fini | EP-ARC-SCRZ | 1870094 | 5200 | m² | 359.63 | 20 | 31.24 | 1624.6401 | 584217 | 31.24 | 1624.6401 | 1624.6401 | 584217 | 607393 | 607393 | -23176 | 0 | 0.9618 | 1 | 1944342 | -74248 | 32.48 | 308592 | 236735 | 62065 | 0 | GREEN | 3.96 | Low | 0.9619 | 1.0396
477 | 9 | Jun-2026 | BCC-ARC-SCRZ-311 | 3.11 | FLOORS-B2-RF | Architectural Fini | EP-ARC-SCRZ | 1870094 | 5200 | m² | 359.63 | 20 | 34.5 | 1793.9012 | 645183 | 34.5 | 1793.9012 | 1793.9012 | 645183 | 671372 | 671372 | -26189 | 0 | 0.961 | 1 | 1945994 | -75900 | 35.9 | 344627 | 260585 | 66160 | 0 | GREEN | 4.07 | Low | 0.9609 | 1.0407
478 | 10 | Jul-2026 | BCC-ARC-SCRZ-311 | 3.11 | FLOORS-B2-RF | Architectural Fini | EP-ARC-SCRZ | 1870094 | 5200 | m² | 359.63 | 20 | 36.19 | 1881.7301 | 676787 | 36.19 | 1881.7301 | 1881.7301 | 676787 | 704976 | 704976 | -28189 | 0 | 0.96 | 1 | 1948004 | -77910 | 37.7 | 347394 | 287918 | 69664 | 0 | GREEN | 4.18 | Low | 0.9599 | 1.0418
479 | 11 | Aug-2026 | BCC-ARC-SCRZ-311 | 3.11 | FLOORS-B2-RF | Architectural Fini | EP-ARC-SCRZ | 1870094 | 5200 | m² | 359.63 | 20 | 37 | 1924 | 691935 | 37 | 1924 | 1924 | 691935 | 709478 | 709478 | -17543 | 0 | 0.9753 | 1 | 1917475 | -47381 | 37.94 | 348394 | 289861 | 71222 | 0 | GREEN | 2.53 | Low | 0.9753 | 1.0253
480 | 12 | Sep-2026 | BCC-ARC-SCRZ-311 | 3.11 | FLOORS-B2-RF | Architectural Fini | EP-ARC-SCRZ | 1870094 | 5200 | m² | 359.63 | 20 | 30 | 1560 | 561028 | 30 | 1560 | 1560 | 561028 | 578414 | 578414 | -17386 | 0 | 0.9699 | 1 | 1928106 | -58012 | 30.93 | 289491 | 230991 | 57932 | 0 | GREEN | 3.1 | Low | 0.9699 | 1.031
481 | 1 | Oct-2025 | BCC-ARC-SCRZ-312 | 3.12 | FLOORS-B2-RF | Architectural Fini | EP-ARC-SCRZ | 555855 | 2800 | m² | 198.52 | 20 | 0 | 0 | 0 | 0 | 0 | 0 | 0 | 0 | 0 | 0 | 0 | - | - | 555855 | 0 | 0 | 0 | 0 | 0 | 0 | NOT STARTED | 0 | Low | - | 1
482 | 2 | Nov-2025 | BCC-ARC-SCRZ-312 | 3.12 | FLOORS-B2-RF | Architectural Fini | EP-ARC-SCRZ | 555855 | 2800 | m² | 198.52 | 20 | 0.66 | 18.4546 | 366864 | 0.66 | 18.4546 | 18.4546 | 366864 | 3791 | 3791 | 363073 | 0 | 96.7724 | 1 | 5744 | 550111 | 0.68 | 1933 | 1487 | 370 | 0 | GREEN | 3.46 | Low | 0.9666 | 1.0346
483 | 3 | Dec-2025 | BCC-ARC-SCRZ-312 | 3.12 | FLOORS-B2-RF | Architectural Fini | EP-ARC-SCRZ | 555855 | 2800 | m² | 198.52 | 20 | 2.03 | 56.7999 | 11284 | 2.03 | 56.7999 | 56.7999 | 11284 | 11677 | 11677 | -393 | 0 | 0.9663 | 1 | 575240 | -19385 | 2.1 | 5754 | 4757 | 1166 | 0 | GREEN | 3.56 | Low | 0.9656 | 1.0356
484 | 4 | Jan-2026 | BCC-ARC-SCRZ-312 | 3.12 | FLOORS-B2-RF | Architectural Fini | EP-ARC-SCRZ | 555855 | 2800 | m² | 198.52 | 20 | 4.67 | 130.6977 | 25958 | 4.67 | 130.6977 | 130.6977 | 25958 | 26898 | 26898 | -940 | 0 | 0.9651 | 1 | 575957 | -20102 | 4.84 | 13663 | 10485 | 2750 | 0 | GREEN | 3.67 | Low | 0.9646 | 1.0367
485 | 5 | Feb-2026 | BCC-ARC-SCRZ-312 | 3.12 | FLOORS-B2-RF | Architectural Fini | EP-ARC-SCRZ | 555855 | 2800 | m² | 198.52 | 20 | 9.09 | 254.4668 | 50527 | 9.09 | 254.4668 | 254.4668 | 50527 | 52424 | 52424 | -1897 | 0 | 0.9638 | 1 | 576732 | -20877 | 9.43 | 26396 | 20747 | 5280 | 0 | GREEN | 3.78 | Low | 0.9636 | 1.0378
486 | 6 | Mar-2026 | BCC-ARC-SCRZ-312 | 3.12 | FLOORS-B2-RF | Architectural Fini | EP-ARC-SCRZ | 555855 | 2800 | m² | 198.52 | 20 | 15 | 420 | 83378 | 15 | 420 | 420 | 83378 | 86616 | 86616 | -3238 | 0 | 0.9626 | 1 | 577450 | -21595 | 15.58 | 43224 | 34591 | 8800 | 0 | GREEN | 3.89 | Low | 0.9626 | 1.0388
487 | 7 | Apr-2026 | BCC-ARC-SCRZ-312 | 3.12 | FLOORS-B2-RF | Architectural Fini | EP-ARC-SCRZ | 555855 | 2800 | m² | 198.52 | 20 | 20.91 | 585.5332 | 116229 | 20.91 | 585.5332 | 585.5332 | 116229 | 120880 | 120880 | -4651 | 0 | 0.9615 | 1 | 578109 | -22254 | 21.75 | 60022 | 48407 | 12450 | 0 | GREEN | 3.99 | Low | 0.9616 | 1.0399
488 | 8 | May-2026 | BCC-ARC-SCRZ-312 | 3.12 | FLOORS-B2-RF | Architectural Fini | EP-ARC-SCRZ | 555855 | 2800 | m² | 198.52 | 20 | 25.33 | 709.3023 | 140798 | 25.33 | 709.3023 | 709.3023 | 140798 | 146583 | 146583 | -5785 | 0 | 0.9605 | 1 | 578709 | -22854 | 26.37 | 72036 | 59809 | 14737 | 0 | GREEN | 4.1 | Low | 0.9606 | 1.041
489 | 9 | Jun-2026 | BCC-ARC-SCRZ-312 | 3.12 | FLOORS-B2-RF | Architectural Fini | EP-ARC-SCRZ | 555855 | 2800 | m² | 198.52 | 20 | 27.97 | 783.2001 | 155473 | 27.97 | 783.2001 | 783.2001 | 155473 | 162023 | 162023 | -6550 | 0 | 0.9596 | 1 | 579261 | -23406 | 29.15 | 81635 | 64232 | 16156 | 0 | GREEN | 4.21 | Low | 0.9596 | 1.0421
490 | 10 | Jul-2026 | BCC-ARC-SCRZ-312 | 3.12 | FLOORS-B2-RF | Architectural Fini | EP-ARC-SCRZ | 555855 | 2800 | m² | 198.52 | 20 | 29.34 | 821.5454 | 163088 | 29.34 | 821.5454 | 821.5454 | 163088 | 170133 | 170133 | -7045 | 0 | 0.9586 | 1 | 579863 | -24008 | 30.61 | 85037 | 68513 | 16583 | 0 | GREEN | 4.32 | Low | 0.9586 | 1.0432
491 | 11 | Aug-2026 | BCC-ARC-SCRZ-312 | 3.12 | FLOORS-B2-RF | Architectural Fini | EP-ARC-SCRZ | 555855 | 2800 | m² | 198.52 | 20 | 30 | 840 | 166756 | 30 | 840 | 840 | 166756 | 172828 | 172828 | -6072 | 0 | 0.9649 | 1 | 576081 | -20226 | 31.09 | 84824 | 70222 | 17781 | 0 | GREEN | 3.64 | Low | 0.9649 | 1.0364
492 | 12 | Sep-2026 | BCC-ARC-SCRZ-312 | 3.12 | FLOORS-B2-RF | Architectural Fini | EP-ARC-SCRZ | 555855 | 2800 | m² | 198.52 | 20 | 45 | 1260 | 250135 | 45 | 1260 | 1260 | 250135 | 251821 | 251821 | -1686 | 0 | 0.9933 | 1 | 559603 | -3748 | 45.3 | 124645 | 102357 | 24820 | 0 | GREEN | 0.67 | Low | 0.9933 | 1.0067
493 | 1 | Oct-2025 | BCC-ARC-SCRZ-313 | 3.13 | FLOORS-B2-RF | Architectural Fini | EP-ARC-SCRZ | 109974 | 1800 | m² | 61.1 | 20 | 0 | 0 | 0 | 0 | 0 | 0 | 0 | 0 | 0 | 0 | 0 | - | - | 109974 | 0 | 0 | 0 | 0 | 0 | 0 | NOT STARTED | 0 | Low | - | 1
494 | 2 | Nov-2025 | BCC-ARC-SCRZ-313 | 3.13 | FLOORS-B2-RF | Architectural Fini | EP-ARC-SCRZ | 109974 | 1800 | m² | 61.1 | 20 | 0.55 | 9.8864 | 60486 | 0.55 | 9.8864 | 9.8864 | 60486 | 635 | 635 | 59851 | 0 | 95.2535 | 1 | 1155 | 108819 | 0.58 | 324 | 250 | 61 | 0 | GREEN | 5.09 | Low | 0.9516 | 1.0509
495 | 3 | Dec-2025 | BCC-ARC-SCRZ-313 | 3.13 | FLOORS-B2-RF | Architectural Fini | EP-ARC-SCRZ | 109974 | 1800 | m² | 61.1 | 20 | 1.69 | 30.4285 | 1859 | 1.69 | 30.4285 | 30.4285 | 1859 | 1954 | 1954 | -95 | 0 | 0.9514 | 1 | 115592 | -5618 | 1.78 | 980 | 783 | 192 | 0 | GREEN | 5.13 | Low | 0.9512 | 1.0513
496 | 4 | Jan-2026 | BCC-ARC-SCRZ-313 | 3.13 | FLOORS-B2-RF | Architectural Fini | EP-ARC-SCRZ | 109974 | 1800 | m² | 61.1 | 20 | 3.89 | 70.0166 | 4278 | 3.89 | 70.0166 | 70.0166 | 4278 | 4502 | 4502 | -224 | 0 | 0.9502 | 1 | 115738 | -5764 | 4.09 | 2231 | 1809 | 462 | 0 | GREEN | 5.24 | Low | 0.9502 | 1.0524
497 | 5 | Feb-2026 | BCC-ARC-SCRZ-313 | 3.13 | FLOORS-B2-RF | Architectural Fini | EP-ARC-SCRZ | 109974 | 1800 | m² | 61.1 | 20 | 7.57 | 136.3215 | 8325 | 7.57 | 136.3215 | 136.3215 | 8325 | 8776 | 8776 | -451 | 0 | 0.9486 | 1 | 115933 | -5959 | 7.98 | 4285 | 3610 | 880 | 0 | AMBER | 5.36 | Medium | 0.9491 | 1.0536
498 | 6 | Mar-2026 | BCC-ARC-SCRZ-313 | 3.13 | FLOORS-B2-RF | Architectural Fini | EP-ARC-SCRZ | 109974 | 1800 | m² | 61.1 | 20 | 12.5 | 225 | 13747 | 12.5 | 225 | 225 | 13747 | 14498 | 14498 | -751 | 0 | 0.9482 | 1 | 115982 | -6008 | 13.18 | 7240 | 5830 | 1428 | 0 | AMBER | 5.47 | Medium | 0.9481 | 1.0547
499 | 7 | Apr-2026 | BCC-ARC-SCRZ-313 | 3.13 | FLOORS-B2-RF | Architectural Fini | EP-ARC-SCRZ | 109974 | 1800 | m² | 61.1 | 20 | 17.43 | 313.6785 | 19168 | 17.43 | 313.6785 | 313.6785 | 19168 | 20235 | 20235 | -1067 | 0 | 0.9473 | 1 | 116093 | -6119 | 18.4 | 10276 | 7907 | 2052 | 0 | AMBER | 5.59 | Medium | 0.9471 | 1.0559
500 | 8 | May-2026 | BCC-ARC-SCRZ-313 | 3.13 | FLOORS-B2-RF | Architectural Fini | EP-ARC-SCRZ | 109974 | 1800 | m² | 61.1 | 20 | 21.11 | 379.9834 | 23216 | 21.11 | 379.9834 | 379.9834 | 23216 | 24538 | 24538 | -1322 | 0 | 0.9461 | 1 | 116239 | -6265 | 22.31 | 12295 | 9743 | 2500 | 0 | AMBER | 5.7 | Medium | 0.9461 | 1.057
501 | 9 | Jun-2026 | BCC-ARC-SCRZ-313 | 3.13 | FLOORS-B2-RF | Architectural Fini | EP-ARC-SCRZ | 109974 | 1800 | m² | 61.1 | 20 | 23.31 | 419.5715 | 25635 | 23.31 | 419.5715 | 419.5715 | 25635 | 27123 | 27123 | -1488 | 0 | 0.9451 | 1 | 116361 | -6387 | 24.66 | 13780 | 10575 | 2769 | 0 | AMBER | 5.81 | Medium | 0.9451 | 1.0581
502 | 10 | Jul-2026 | BCC-ARC-SCRZ-313 | 3.13 | FLOORS-B2-RF | Architectural Fini | EP-ARC-SCRZ | 109974 | 1800 | m² | 61.1 | 20 | 24.45 | 440.1136 | 26889 | 24.45 | 440.1136 | 440.1136 | 26889 | 28481 | 28481 | -1592 | 0 | 0.9441 | 1 | 116485 | -6511 | 25.9 | 13880 | 11678 | 2924 | 0 | AMBER | 5.92 | Medium | 0.9441 | 1.0592
503 | 11 | Aug-2026 | BCC-ARC-SCRZ-313 | 3.13 | FLOORS-B2-RF | Architectural Fini | EP-ARC-SCRZ | 109974 | 1800 | m² | 61.1 | 20 | 42 | 450 | 46189 | 25 | 450 | 450 | 27494 | 28649 | 28649 | -1155 | -18695 | 0.9597 | 0.5952 | 114593 | -4619 | 26.05 | 14644 | 11220 | 2785 | 0 | GREEN | 4.2 | Low | 0.9597 | 1.042
504 | 12 | Sep-2026 | BCC-ARC-SCRZ-313 | 3.13 | FLOORS-B2-RF | Architectural Fini | EP-ARC-SCRZ | 109974 | 1800 | m² | 61.1 | 20 | 42 | 756 | 46189 | 42 | 756 | 756 | 46189 | 47805 | 47805 | -1616 | 0 | 0.9662 | 1 | 113821 | -3847 | 43.47 | 24146 | 19020 | 4639 | 0 | GREEN | 3.5 | Low | 0.9662 | 1.035
505 | 1 | Oct-2025 | BCC-ARC-TILE-314 | 3.14 | FLOORS-B2-RF | Architectural Fini | EP-ARC-TILE | 2169044 | 3200 | m² | 677.83 | 20 | 0 | 0 | 0 | 0 | 0 | 0 | 0 | 0 | 0 | 0 | 0 | - | - | 2169044 | 0 | 0 | 0 | 0 | 0 | 0 | NOT STARTED | 0 | Low | - | 1
506 | 2 | Nov-2025 | BCC-ARC-TILE-314 | 3.14 | FLOORS-B2-RF | Architectural Fini | EP-ARC-TILE | 2169044 | 3200 | m² | 677.83 | 20 | 0.68 | 21.7941 | 1474950 | 0.68 | 21.7941 | 21.7941 | 1474950 | 15357 | 15357 | 1459593 | 0 | 96.0441 | 1 | 22584 | 2146460 | 0.71 | 7737 | 6121 | 1499 | 0 | GREEN | 3.96 | Low | 0.9619 | 1.0396
507 | 3 | Dec-2025 | BCC-ARC-TILE-314 | 3.14 | FLOORS-B2-RF | Architectural Fini | EP-ARC-TILE | 2169044 | 3200 | m² | 677.83 | 20 | 2.1 | 67.078 | 45550 | 2.1 | 67.078 | 67.078 | 45550 | 47316 | 47316 | -1766 | 0 | 0.9627 | 1 | 2253085 | -84041 | 2.18 | 23161 | 19406 | 4750 | 0 | GREEN | 4.07 | Low | 0.9609 | 1.0407
508 | 4 | Jan-2026 | BCC-ARC-TILE-314 | 3.14 | FLOORS-B2-RF | Architectural Fini | EP-ARC-TILE | 2169044 | 3200 | m² | 677.83 | 20 | 4.82 | 154.3477 | 104548 | 4.82 | 154.3477 | 154.3477 | 104548 | 108990 | 108990 | -4442 | 0 | 0.9592 | 1 | 2261300 | -92256 | 5.02 | 54895 | 43488 | 10606 | 0 | GREEN | 4.18 | Low | 0.9599 | 1.0418
509 | 5 | Feb-2026 | BCC-ARC-TILE-314 | 3.14 | FLOORS-B2-RF | Architectural Fini | EP-ARC-TILE | 2169044 | 3200 | m² | 677.83 | 20 | 9.39 | 300.5132 | 203673 | 9.39 | 300.5132 | 300.5132 | 203673 | 212423 | 212423 | -8750 | 0 | 0.9588 | 1 | 2262246 | -93202 | 9.79 | 107363 | 83347 | 21713 | 0 | GREEN | 4.29 | Low | 0.9589 | 1.0429
510 | 6 | Mar-2026 | BCC-ARC-TILE-314 | 3.14 | FLOORS-B2-RF | Architectural Fini | EP-ARC-TILE | 2169044 | 3200 | m² | 677.83 | 20 | 15.5 | 496 | 336202 | 15.5 | 496 | 496 | 336202 | 350971 | 350971 | -14769 | 0 | 0.9579 | 1 | 2264367 | -95323 | 16.18 | 174915 | 140245 | 35811 | 0 | GREEN | 4.4 | Low | 0.9579 | 1.0439
511 | 7 | Apr-2026 | BCC-ARC-TILE-314 | 3.14 | FLOORS-B2-RF | Architectural Fini | EP-ARC-TILE | 2169044 | 3200 | m² | 677.83 | 20 | 21.61 | 691.4868 | 468730 | 21.61 | 691.4868 | 691.4868 | 468730 | 489809 | 489809 | -21079 | 0 | 0.957 | 1 | 2266521 | -97477 | 22.58 | 245342 | 196824 | 47643 | 0 | GREEN | 4.5 | Low | 0.9569 | 1.045
512 | 8 | May-2026 | BCC-ARC-TILE-314 | 3.14 | FLOORS-B2-RF | Architectural Fini | EP-ARC-TILE | 2169044 | 3200 | m² | 677.83 | 20 | 26.18 | 837.6523 | 567856 | 26.18 | 837.6523 | 837.6523 | 567856 | 593965 | 593965 | -26109 | 0 | 0.956 | 1 | 2268847 | -99803 | 27.38 | 300150 | 235709 | 58106 | 0 | GREEN | 4.61 | Low | 0.9559 | 1.0461
513 | 9 | Jun-2026 | BCC-ARC-TILE-314 | 3.14 | FLOORS-B2-RF | Architectural Fini | EP-ARC-TILE | 2169044 | 3200 | m² | 677.83 | 20 | 28.9 | 924.922 | 626854 | 28.9 | 924.922 | 924.922 | 626854 | 656533 | 656533 | -29679 | 0 | 0.9548 | 1 | 2271730 | -102686 | 30.27 | 327991 | 261947 | 66594 | 0 | GREEN | 4.72 | Low | 0.9549 | 1.0472
514 | 10 | Jul-2026 | BCC-ARC-TILE-314 | 3.14 | FLOORS-B2-RF | Architectural Fini | EP-ARC-TILE | 2169044 | 3200 | m² | 677.83 | 20 | 30.32 | 970.2059 | 657654 | 30.32 | 970.2059 | 970.2059 | 657654 | 689399 | 689399 | -31745 | 0 | 0.954 | 1 | 2273665 | -104621 | 31.78 | 344710 | 276222 | 68466 | 0 | GREEN | 4.83 | Low | 0.9539 | 1.0483
515 | 11 | Aug-2026 | BCC-ARC-TILE-314 | 3.14 | FLOORS-B2-RF | Architectural Fini | EP-ARC-TILE | 2169044 | 3200 | m² | 677.83 | 20 | 31 | 992 | 672404 | 31 | 992 | 992 | 672404 | 698184 | 698184 | -25780 | 0 | 0.9631 | 1 | 2252166 | -83122 | 32.19 | 351981 | 276454 | 69749 | 0 | GREEN | 3.83 | Low | 0.9631 | 1.0383
516 | 12 | Sep-2026 | BCC-ARC-TILE-314 | 3.14 | FLOORS-B2-RF | Architectural Fini | EP-ARC-TILE | 2169044 | 3200 | m² | 677.83 | 20 | 42 | 1344 | 910998 | 42 | 1344 | 1344 | 910998 | 951155 | 951155 | -40157 | 0 | 0.9578 | 1 | 2264629 | -95585 | 43.85 | 481021 | 376221 | 93913 | 0 | GREEN | 4.41 | Low | 0.9578 | 1.0441
517 | 1 | Oct-2025 | BCC-ARC-TILE-315 | 3.15 | FLOORS-B2-RF | Architectural Fini | EP-ARC-TILE | 1127310 | 1100 | m² | 1024.83 | 20 | 0 | 0 | 0 | 0 | 0 | 0 | 0 | 0 | 0 | 0 | 0 | - | - | 1127310 | 0 | 0 | 0 | 0 | 0 | 0 | NOT STARTED | 0 | Low | - | 1
518 | 2 | Nov-2025 | BCC-ARC-TILE-315 | 3.15 | FLOORS-B2-RF | Architectural Fini | EP-ARC-TILE | 1127310 | 1100 | m² | 1024.83 | 20 | 0.68 | 7.4917 | 766571 | 0.68 | 7.4917 | 7.4917 | 766571 | 8041 | 8041 | 758530 | 0 | 95.3328 | 1 | 11825 | 1115485 | 0.71 | 3920 | 3294 | 827 | 0 | GREEN | 4.72 | Low | 0.9549 | 1.0472
519 | 3 | Dec-2025 | BCC-ARC-TILE-315 | 3.15 | FLOORS-B2-RF | Architectural Fini | EP-ARC-TILE | 1127310 | 1100 | m² | 1024.83 | 20 | 2.1 | 23.058 | 23674 | 2.1 | 23.058 | 23.058 | 23674 | 24774 | 24774 | -1100 | 0 | 0.9556 | 1 | 1179688 | -52378 | 2.2 | 12524 | 9787 | 2463 | 0 | GREEN | 4.83 | Low | 0.9539 | 1.0483
520 | 4 | Jan-2026 | BCC-ARC-TILE-315 | 3.15 | FLOORS-B2-RF | Architectural Fini | EP-ARC-TILE | 1127310 | 1100 | m² | 1024.83 | 20 | 4.82 | 53.057 | 54336 | 4.82 | 53.057 | 53.057 | 54336 | 57065 | 57065 | -2729 | 0 | 0.9522 | 1 | 1183901 | -56591 | 5.06 | 27961 | 23269 | 5835 | 0 | GREEN | 4.95 | Low | 0.9528 | 1.0495
521 | 5 | Feb-2026 | BCC-ARC-TILE-315 | 3.15 | FLOORS-B2-RF | Architectural Fini | EP-ARC-TILE | 1127310 | 1100 | m² | 1024.83 | 20 | 9.39 | 103.3014 | 105854 | 9.39 | 103.3014 | 103.3014 | 105854 | 111223 | 111223 | -5369 | 0 | 0.9517 | 1 | 1184519 | -57209 | 9.87 | 55139 | 44994 | 11090 | 0 | GREEN | 5.06 | Low | 0.9518 | 1.0506
522 | 6 | Mar-2026 | BCC-ARC-TILE-315 | 3.15 | FLOORS-B2-RF | Architectural Fini | EP-ARC-TILE | 1127310 | 1100 | m² | 1024.83 | 20 | 15.5 | 170.5 | 174733 | 15.5 | 170.5 | 170.5 | 174733 | 183767 | 183767 | -9034 | 0 | 0.9508 | 1 | 1185636 | -58326 | 16.3 | 92508 | 73098 | 18161 | 0 | GREEN | 5.17 | Low | 0.9508 | 1.0517
523 | 7 | Apr-2026 | BCC-ARC-TILE-315 | 3.15 | FLOORS-B2-RF | Architectural Fini | EP-ARC-TILE | 1127310 | 1100 | m² | 1024.83 | 20 | 21.61 | 237.6986 | 243612 | 21.61 | 237.6986 | 237.6986 | 243612 | 256464 | 256464 | -12852 | 0 | 0.9499 | 1 | 1186770 | -59460 | 22.75 | 127328 | 103598 | 25538 | 0 | AMBER | 5.29 | Medium | 0.9498 | 1.0528
524 | 8 | May-2026 | BCC-ARC-TILE-315 | 3.15 | FLOORS-B2-RF | Architectural Fini | EP-ARC-TILE | 1127310 | 1100 | m² | 1024.83 | 20 | 26.18 | 287.943 | 295130 | 26.18 | 287.943 | 287.943 | 295130 | 311003 | 311003 | -15873 | 0 | 0.949 | 1 | 1187905 | -60595 | 27.59 | 151781 | 127643 | 31579 | 0 | AMBER | 5.4 | Medium | 0.9488 | 1.054
525 | 9 | Jun-2026 | BCC-ARC-TILE-315 | 3.15 | FLOORS-B2-RF | Architectural Fini | EP-ARC-TILE | 1127310 | 1100 | m² | 1024.83 | 20 | 28.9 | 317.942 | 325793 | 28.9 | 317.942 | 317.942 | 325793 | 343766 | 343766 | -17973 | 0 | 0.9477 | 1 | 1189515 | -62205 | 30.49 | 173483 | 136798 | 33485 | 0 | AMBER | 5.51 | Medium | 0.9478 | 1.0551
526 | 10 | Jul-2026 | BCC-ARC-TILE-315 | 3.15 | FLOORS-B2-RF | Architectural Fini | EP-ARC-TILE | 1127310 | 1100 | m² | 1024.83 | 20 | 30.32 | 333.5083 | 341800 | 30.32 | 333.5083 | 333.5083 | 341800 | 360977 | 360977 | -19177 | 0 | 0.9469 | 1 | 1190536 | -63226 | 32.02 | 179606 | 145351 | 36020 | 0 | AMBER | 5.62 | Medium | 0.9468 | 1.0562
527 | 11 | Aug-2026 | BCC-ARC-TILE-315 | 3.15 | FLOORS-B2-RF | Architectural Fini | EP-ARC-TILE | 1127310 | 1100 | m² | 1024.83 | 20 | 31 | 341 | 349466 | 31 | 341 | 341 | 349466 | 355451 | 355451 | -5985 | 0 | 0.9832 | 1 | 1146586 | -19276 | 31.53 | 175572 | 143872 | 36007 | 0 | GREEN | 1.71 | Low | 0.9832 | 1.0171
528 | 12 | Sep-2026 | BCC-ARC-TILE-315 | 3.15 | FLOORS-B2-RF | Architectural Fini | EP-ARC-TILE | 1127310 | 1100 | m² | 1024.83 | 20 | 36 | 396 | 405831 | 36 | 396 | 396 | 405831 | 416210 | 416210 | -10379 | 0 | 0.9751 | 1 | 1156112 | -28802 | 36.92 | 210838 | 164880 | 40491 | 0 | GREEN | 2.55 | Low | 0.9751 | 1.0255
529 | 1 | Oct-2025 | BCC-ARC-TILE-316 | 3.16 | FLOORS-B2-RF | Architectural Fini | EP-ARC-TILE | 1161389 | 2400 | m² | 483.91 | 20 | 0 | 0 | 0 | 0 | 0 | 0 | 0 | 0 | 0 | 0 | 0 | - | - | 1161389 | 0 | 0 | 0 | 0 | 0 | 0 | NOT STARTED | 0 | Low | - | 1
530 | 2 | Nov-2025 | BCC-ARC-TILE-316 | 3.16 | FLOORS-B2-RF | Architectural Fini | EP-ARC-TILE | 1161389 | 2400 | m² | 483.91 | 20 | 0.62 | 14.7637 | 720061 | 0.62 | 14.7637 | 14.7637 | 720061 | 7379 | 7379 | 712682 | 0 | 97.5825 | 1 | 11902 | 1149487 | 0.64 | 3661 | 2988 | 730 | 0 | GREEN | 3.28 | Low | 0.9682 | 1.0328
531 | 3 | Dec-2025 | BCC-ARC-TILE-316 | 3.16 | FLOORS-B2-RF | Architectural Fini | EP-ARC-TILE | 1161389 | 2400 | m² | 483.91 | 20 | 1.89 | 45.4399 | 21950 | 1.89 | 45.4399 | 45.4399 | 21950 | 22735 | 22735 | -785 | 0 | 0.9655 | 1 | 1202889 | -41500 | 1.96 | 11111 | 9294 | 2329 | 0 | GREEN | 3.39 | Low | 0.9672 | 1.0339
532 | 4 | Jan-2026 | BCC-ARC-TILE-316 | 3.16 | FLOORS-B2-RF | Architectural Fini | EP-ARC-TILE | 1161389 | 2400 | m² | 483.91 | 20 | 4.36 | 104.5581 | 50637 | 4.36 | 104.5581 | 104.5581 | 50637 | 52368 | 52368 | -1731 | 0 | 0.9669 | 1 | 1201145 | -39756 | 4.51 | 25560 | 21444 | 5364 | 0 | GREEN | 3.5 | Low | 0.9662 | 1.035
533 | 5 | Feb-2026 | BCC-ARC-TILE-316 | 3.16 | FLOORS-B2-RF | Architectural Fini | EP-ARC-TILE | 1161389 | 2400 | m² | 483.91 | 20 | 8.48 | 203.5734 | 98486 | 8.48 | 203.5734 | 203.5734 | 98486 | 102065 | 102065 | -3579 | 0 | 0.9649 | 1 | 1203633 | -42244 | 8.79 | 50746 | 41103 | 10215 | 0 | GREEN | 3.61 | Low | 0.9652 | 1.0361
534 | 6 | Mar-2026 | BCC-ARC-TILE-316 | 3.16 | FLOORS-B2-RF | Architectural Fini | EP-ARC-TILE | 1161389 | 2400 | m² | 483.91 | 20 | 14 | 336 | 162594 | 14 | 336 | 336 | 162594 | 168634 | 168634 | -6040 | 0 | 0.9642 | 1 | 1204513 | -43124 | 14.52 | 84933 | 67031 | 16669 | 0 | GREEN | 3.71 | Low | 0.9642 | 1.0371
535 | 7 | Apr-2026 | BCC-ARC-TILE-316 | 3.16 | FLOORS-B2-RF | Architectural Fini | EP-ARC-TILE | 1161389 | 2400 | m² | 483.91 | 20 | 19.52 | 468.4266 | 226703 | 19.52 | 468.4266 | 468.4266 | 226703 | 235340 | 235340 | -8637 | 0 | 0.9633 | 1 | 1205636 | -44247 | 20.26 | 115168 | 96553 | 23620 | 0 | GREEN | 3.82 | Low | 0.9632 | 1.0382
536 | 8 | May-2026 | BCC-ARC-TILE-316 | 3.16 | FLOORS-B2-RF | Architectural Fini | EP-ARC-TILE | 1161389 | 2400 | m² | 483.91 | 20 | 23.64 | 567.4419 | 274552 | 23.64 | 567.4419 | 567.4419 | 274552 | 285383 | 285383 | -10831 | 0 | 0.962 | 1 | 1207251 | -45862 | 24.57 | 143024 | 113731 | 28627 | 0 | GREEN | 3.93 | Low | 0.9622 | 1.0393
537 | 9 | Jun-2026 | BCC-ARC-TILE-316 | 3.16 | FLOORS-B2-RF | Architectural Fini | EP-ARC-TILE | 1161389 | 2400 | m² | 483.91 | 20 | 26.11 | 626.5601 | 303239 | 26.11 | 626.5601 | 626.5601 | 303239 | 315443 | 315443 | -12204 | 0 | 0.9613 | 1 | 1208140 | -46751 | 27.16 | 154596 | 129550 | 31297 | 0 | GREEN | 4.04 | Low | 0.9612 | 1.0404
538 | 10 | Jul-2026 | BCC-ARC-TILE-316 | 3.16 | FLOORS-B2-RF | Architectural Fini | EP-ARC-TILE | 1161389 | 2400 | m² | 483.91 | 20 | 27.38 | 657.2363 | 317988 | 27.38 | 657.2363 | 657.2363 | 317988 | 331232 | 331232 | -13244 | 0 | 0.96 | 1 | 1209775 | -48386 | 28.52 | 163335 | 135307 | 32590 | 0 | GREEN | 4.14 | Low | 0.9602 | 1.0415
539 | 11 | Aug-2026 | BCC-ARC-TILE-316 | 3.16 | FLOORS-B2-RF | Architectural Fini | EP-ARC-TILE | 1161389 | 2400 | m² | 483.91 | 20 | 43 | 672 | 499397 | 28 | 672 | 672 | 325189 | 343750 | 343750 | -18561 | -174208 | 0.946 | 0.6512 | 1227682 | -66293 | 29.6 | 173276 | 137033 | 33440 | 0 | AMBER | 5.71 | Medium | 0.946 | 1.0571
540 | 12 | Sep-2026 | BCC-ARC-TILE-316 | 3.16 | FLOORS-B2-RF | Architectural Fini | EP-ARC-TILE | 1161389 | 2400 | m² | 483.91 | 20 | 42 | 1008 | 487783 | 42 | 1008 | 1008 | 487783 | 510233 | 510233 | -22450 | 0 | 0.956 | 1 | 1214842 | -53453 | 43.93 | 260876 | 198469 | 50888 | 0 | GREEN | 4.6 | Low | 0.956 | 1.046
541 | 1 | Oct-2025 | BCC-ARC-PAINT-317 | 3.17 | FLOORS-B2-RF | Architectural Fini | EP-ARC-PAINT | 851359 | 9200 | m² | 92.54 | 20 | 0 | 0 | 0 | 0 | 0 | 0 | 0 | 0 | 0 | 0 | 0 | - | - | 851359 | 0 | 0 | 0 | 0 | 0 | 0 | NOT STARTED | 0 | Low | - | 1
542 | 2 | Nov-2025 | BCC-ARC-PAINT-317 | 3.17 | FLOORS-B2-RF | Architectural Fini | EP-ARC-PAINT | 851359 | 9200 | m² | 92.54 | 20 | 0.75 | 68.7216 | 638519 | 0.75 | 68.7216 | 68.7216 | 638519 | 6631 | 6631 | 631888 | 0 | 96.293 | 1 | 8841 | 842518 | 0.78 | 3271 | 2701 | 659 | 0 | GREEN | 4.28 | Low | 0.959 | 1.0428
543 | 3 | Dec-2025 | BCC-ARC-PAINT-317 | 3.17 | FLOORS-B2-RF | Architectural Fini | EP-ARC-PAINT | 851359 | 9200 | m² | 92.54 | 20 | 2.3 | 211.5119 | 19581 | 2.3 | 211.5119 | 211.5119 | 19581 | 20431 | 20431 | -850 | 0 | 0.9584 | 1 | 888313 | -36954 | 2.4 | 10243 | 8131 | 2057 | 0 | GREEN | 4.38 | Low | 0.958 | 1.0438
544 | 4 | Jan-2026 | BCC-ARC-PAINT-317 | 3.17 | FLOORS-B2-RF | Architectural Fini | EP-ARC-PAINT | 851359 | 9200 | m² | 92.54 | 20 | 5.29 | 486.6932 | 45037 | 5.29 | 486.6932 | 486.6932 | 45037 | 47060 | 47060 | -2023 | 0 | 0.957 | 1 | 889611 | -38252 | 5.53 | 22885 | 19335 | 4839 | 0 | GREEN | 4.49 | Low | 0.957 | 1.0449
545 | 5 | Feb-2026 | BCC-ARC-PAINT-317 | 3.17 | FLOORS-B2-RF | Architectural Fini | EP-ARC-PAINT | 851359 | 9200 | m² | 92.54 | 20 | 10.3 | 947.5859 | 87690 | 10.3 | 947.5859 | 947.5859 | 87690 | 91722 | 91722 | -4032 | 0 | 0.956 | 1 | 890539 | -39180 | 10.77 | 44602 | 37697 | 9423 | 0 | GREEN | 4.6 | Low | 0.956 | 1.046
546 | 6 | Mar-2026 | BCC-ARC-PAINT-317 | 3.17 | FLOORS-B2-RF | Architectural Fini | EP-ARC-PAINT | 851359 | 9200 | m² | 92.54 | 20 | 17 | 1564 | 144731 | 17 | 1564 | 1564 | 144731 | 151546 | 151546 | -6815 | 0 | 0.955 | 1 | 891470 | -40111 | 17.8 | 75172 | 61524 | 14851 | 0 | GREEN | 4.71 | Low | 0.955 | 1.0471
547 | 7 | Apr-2026 | BCC-ARC-PAINT-317 | 3.17 | FLOORS-B2-RF | Architectural Fini | EP-ARC-PAINT | 851359 | 9200 | m² | 92.54 | 20 | 23.7 | 2180.4141 | 201772 | 23.7 | 2180.4141 | 2180.4141 | 201772 | 211497 | 211497 | -9725 | 0 | 0.954 | 1 | 892406 | -41047 | 24.84 | 106765 | 84097 | 20635 | 0 | GREEN | 4.82 | Low | 0.954 | 1.0482
548 | 8 | May-2026 | BCC-ARC-PAINT-317 | 3.17 | FLOORS-B2-RF | Architectural Fini | EP-ARC-PAINT | 851359 | 9200 | m² | 92.54 | 20 | 28.71 | 2641.3068 | 244425 | 28.71 | 2641.3068 | 2641.3068 | 244425 | 256471 | 256471 | -12046 | 0 | 0.953 | 1 | 893337 | -41978 | 30.12 | 125936 | 104450 | 26084 | 0 | GREEN | 4.93 | Low | 0.953 | 1.0493
549 | 9 | Jun-2026 | BCC-ARC-PAINT-317 | 3.17 | FLOORS-B2-RF | Architectural Fini | EP-ARC-PAINT | 851359 | 9200 | m² | 92.54 | 20 | 31.7 | 2916.4881 | 269881 | 31.7 | 2916.4881 | 2916.4881 | 269881 | 283489 | 283489 | -13608 | 0 | 0.952 | 1 | 894285 | -42926 | 33.3 | 143975 | 111846 | 27668 | 0 | GREEN | 5.04 | Low | 0.952 | 1.0504
550 | 10 | Jul-2026 | BCC-ARC-PAINT-317 | 3.17 | FLOORS-B2-RF | Architectural Fini | EP-ARC-PAINT | 851359 | 9200 | m² | 92.54 | 20 | 33.25 | 3059.2784 | 283077 | 33.25 | 3059.2784 | 3059.2784 | 283077 | 297681 | 297681 | -14604 | 0 | 0.9509 | 1 | 895306 | -43947 | 34.97 | 150834 | 117849 | 28998 | 0 | GREEN | 5.15 | Low | 0.951 | 1.0515
551 | 11 | Aug-2026 | BCC-ARC-PAINT-317 | 3.17 | FLOORS-B2-RF | Architectural Fini | EP-ARC-PAINT | 851359 | 9200 | m² | 92.54 | 20 | 39 | 3128 | 332030 | 34 | 3128 | 3128 | 289462 | 300183 | 300183 | -10721 | -42568 | 0.9643 | 0.8718 | 882882 | -31523 | 35.26 | 148933 | 121635 | 29616 | 0 | GREEN | 3.7 | Low | 0.9643 | 1.037
552 | 12 | Sep-2026 | BCC-ARC-PAINT-317 | 3.17 | FLOORS-B2-RF | Architectural Fini | EP-ARC-PAINT | 851359 | 9200 | m² | 92.54 | 20 | 39 | 3588 | 332030 | 39 | 3588 | 3588 | 332030 | 343065 | 343065 | -11035 | 0 | 0.9678 | 1 | 879673 | -28314 | 40.3 | 173764 | 134099 | 35202 | 0 | GREEN | 3.33 | Low | 0.9678 | 1.0333
553 | 1 | Oct-2025 | BCC-ARC-PAINT-318 | 3.18 | FLOORS-B2-RF | Architectural Fini | EP-ARC-PAINT | 333986 | 1850 | m² | 180.53 | 20 | 0 | 0 | 0 | 0 | 0 | 0 | 0 | 0 | 0 | 0 | 0 | - | - | 333986 | 0 | 0 | 0 | 0 | 0 | 0 | NOT STARTED | 0 | Low | - | 1
554 | 2 | Nov-2025 | BCC-ARC-PAINT-318 | 3.18 | FLOORS-B2-RF | Architectural Fini | EP-ARC-PAINT | 333986 | 1850 | m² | 180.53 | 20 | 0.79 | 14.6319 | 263849 | 0.79 | 14.6319 | 14.6319 | 263849 | 2731 | 2731 | 261118 | 0 | 96.6126 | 1 | 3457 | 330529 | 0.82 | 1347 | 1117 | 266 | 0 | GREEN | 3.37 | Low | 0.9674 | 1.0337
555 | 3 | Dec-2025 | BCC-ARC-PAINT-318 | 3.18 | FLOORS-B2-RF | Architectural Fini | EP-ARC-PAINT | 333986 | 1850 | m² | 180.53 | 20 | 2.43 | 45.0342 | 8116 | 2.43 | 45.0342 | 45.0342 | 8116 | 8413 | 8413 | -297 | 0 | 0.9647 | 1 | 346208 | -12222 | 2.52 | 4269 | 3309 | 835 | 0 | GREEN | 3.49 | Low | 0.9663 | 1.0349
556 | 4 | Jan-2026 | BCC-ARC-PAINT-318 | 3.18 | FLOORS-B2-RF | Architectural Fini | EP-ARC-PAINT | 333986 | 1850 | m² | 180.53 | 20 | 5.6 | 103.6246 | 18703 | 5.6 | 103.6246 | 103.6246 | 18703 | 19380 | 19380 | -677 | 0 | 0.9651 | 1 | 346065 | -12079 | 5.8 | 9454 | 7968 | 1957 | 0 | GREEN | 3.59 | Low | 0.9653 | 1.0359
557 | 5 | Feb-2026 | BCC-ARC-PAINT-318 | 3.18 | FLOORS-B2-RF | Architectural Fini | EP-ARC-PAINT | 333986 | 1850 | m² | 180.53 | 20 | 10.91 | 201.7558 | 36438 | 10.91 | 201.7558 | 201.7558 | 36438 | 37771 | 37771 | -1333 | 0 | 0.9647 | 1 | 346207 | -12221 | 11.31 | 18961 | 15105 | 3705 | 0 | GREEN | 3.7 | Low | 0.9643 | 1.037
558 | 6 | Mar-2026 | BCC-ARC-PAINT-318 | 3.18 | FLOORS-B2-RF | Architectural Fini | EP-ARC-PAINT | 333986 | 1850 | m² | 180.53 | 20 | 18 | 333 | 60118 | 18 | 333 | 333 | 60118 | 62405 | 62405 | -2287 | 0 | 0.9634 | 1 | 346678 | -12692 | 18.68 | 31572 | 24532 | 6302 | 0 | GREEN | 3.81 | Low | 0.9633 | 1.0381
559 | 7 | Apr-2026 | BCC-ARC-PAINT-318 | 3.18 | FLOORS-B2-RF | Architectural Fini | EP-ARC-PAINT | 333986 | 1850 | m² | 180.53 | 20 | 25.09 | 464.2442 | 83797 | 25.09 | 464.2442 | 464.2442 | 83797 | 87092 | 87092 | -3295 | 0 | 0.9622 | 1 | 347110 | -13124 | 26.08 | 42734 | 35605 | 8753 | 0 | GREEN | 3.92 | Low | 0.9623 | 1.0392
560 | 8 | May-2026 | BCC-ARC-PAINT-318 | 3.18 | FLOORS-B2-RF | Architectural Fini | EP-ARC-PAINT | 333986 | 1850 | m² | 180.53 | 20 | 30.4 | 562.3754 | 101532 | 30.4 | 562.3754 | 562.3754 | 101532 | 105611 | 105611 | -4079 | 0 | 0.9614 | 1 | 347398 | -13412 | 31.62 | 52857 | 42452 | 10302 | 0 | GREEN | 4.03 | Low | 0.9613 | 1.0402
561 | 9 | Jun-2026 | BCC-ARC-PAINT-318 | 3.18 | FLOORS-B2-RF | Architectural Fini | EP-ARC-PAINT | 333986 | 1850 | m² | 180.53 | 20 | 33.57 | 620.9658 | 112119 | 33.57 | 620.9658 | 620.9658 | 112119 | 116735 | 116735 | -4616 | 0 | 0.9605 | 1 | 347727 | -13741 | 34.95 | 58834 | 46396 | 11505 | 0 | GREEN | 4.13 | Low | 0.9603 | 1.0413
562 | 10 | Jul-2026 | BCC-ARC-PAINT-318 | 3.18 | FLOORS-B2-RF | Architectural Fini | EP-ARC-PAINT | 333986 | 1850 | m² | 180.53 | 20 | 35.21 | 651.3681 | 117597 | 35.21 | 651.3681 | 651.3681 | 117597 | 122578 | 122578 | -4981 | 0 | 0.9594 | 1 | 348125 | -14139 | 36.7 | 60417 | 50020 | 12140 | 0 | GREEN | 4.24 | Low | 0.9593 | 1.0424
563 | 11 | Aug-2026 | BCC-ARC-PAINT-318 | 3.18 | FLOORS-B2-RF | Architectural Fini | EP-ARC-PAINT | 333986 | 1850 | m² | 180.53 | 20 | 36 | 666 | 120235 | 36 | 666 | 666 | 120235 | 127029 | 127029 | -6794 | 0 | 0.9465 | 1 | 352862 | -18876 | 38.03 | 65020 | 49672 | 12337 | 0 | AMBER | 5.65 | Medium | 0.9465 | 1.0565
564 | 12 | Sep-2026 | BCC-ARC-PAINT-318 | 3.18 | FLOORS-B2-RF | Architectural Fini | EP-ARC-PAINT | 333986 | 1850 | m² | 180.53 | 20 | 42 | 777 | 140274 | 42 | 777 | 777 | 140274 | 149635 | 149635 | -9361 | 0 | 0.9374 | 1 | 356284 | -22298 | 44.8 | 74851 | 59621 | 15162 | 0 | AMBER | 6.68 | Medium | 0.9374 | 1.0668
565 | 1 | Oct-2025 | BCC-FAC-CURTW-401 | 4.01 | EXTERNAL-FACADE | Facade Systems | EP-FAC-CURTW | 5723294 | 2200 | m² | 2601.5 | 25 | 0 | 0 | 0 | 0 | 0 | 0 | 0 | 0 | 0 | 0 | 0 | - | - | 5723294 | 0 | 0 | 0 | 0 | 0 | 0 | NOT STARTED | 0 | Low | - | 1
566 | 2 | Nov-2025 | BCC-FAC-CURTW-401 | 4.01 | EXTERNAL-FACADE | Facade Systems | EP-FAC-CURTW | 5723294 | 2200 | m² | 2601.5 | 25 | 0.2 | 4.35 | 1144659 | 0.2 | 4.35 | 4.35 | 1144659 | 11555 | 11555 | 1133104 | 0 | 99.0618 | 1 | 57775 | 5665520 | 0.2 | 1293 | 576 | 576 | 9110 | GREEN | 2.1 | Low | 0.9794 | 1.021
567 | 3 | Dec-2025 | BCC-FAC-CURTW-401 | 4.01 | EXTERNAL-FACADE | Facade Systems | EP-FAC-CURTW | 5723294 | 2200 | m² | 2601.5 | 25 | 0.61 | 13.3885 | 3491210 | 0.61 | 13.3885 | 13.3885 | 3491210 | 35600 | 35600 | 3455610 | 0 | 98.0677 | 1 | 58361 | 5664934 | 0.62 | 3751 | 1778 | 1810 | 28261 | GREEN | 2.21 | Low | 0.9784 | 1.0221
568 | 4 | Jan-2026 | BCC-FAC-CURTW-401 | 4.01 | EXTERNAL-FACADE | Facade Systems | EP-FAC-CURTW | 5723294 | 2200 | m² | 2601.5 | 25 | 1.4 | 30.8073 | 80126 | 1.4 | 30.8073 | 30.8073 | 80126 | 82001 | 82001 | -1875 | 0 | 0.9771 | 1 | 5857427 | -134132 | 1.43 | 8071 | 4158 | 4064 | 65707 | GREEN | 2.31 | Low | 0.9774 | 1.0231
569 | 5 | Feb-2026 | BCC-FAC-CURTW-401 | 4.01 | EXTERNAL-FACADE | Facade Systems | EP-FAC-CURTW | 5723294 | 2200 | m² | 2601.5 | 25 | 2.73 | 59.9815 | 156246 | 2.73 | 59.9815 | 59.9815 | 156246 | 159818 | 159818 | -3572 | 0 | 0.9776 | 1 | 5854426 | -131132 | 2.79 | 18537 | 8026 | 8179 | 125076 | GREEN | 2.42 | Low | 0.9764 | 1.0242
570 | 6 | Mar-2026 | BCC-FAC-CURTW-401 | 4.01 | EXTERNAL-FACADE | Facade Systems | EP-FAC-CURTW | 5723294 | 2200 | m² | 2601.5 | 25 | 4.5 | 99 | 257548 | 4.5 | 99 | 99 | 257548 | 264051 | 264051 | -6503 | 0 | 0.9754 | 1 | 5867646 | -144352 | 4.61 | 23172 | 13078 | 13524 | 214277 | GREEN | 2.52 | Low | 0.9754 | 1.0252
571 | 7 | Apr-2026 | BCC-FAC-CURTW-401 | 4.01 | EXTERNAL-FACADE | Facade Systems | EP-FAC-CURTW | 5723294 | 2200 | m² | 2601.5 | 25 | 6.27 | 138.0185 | 358851 | 6.27 | 138.0185 | 138.0185 | 358851 | 368498 | 368498 | -9647 | 0 | 0.9738 | 1 | 5877271 | -153976 | 6.44 | 32577 | 18490 | 18141 | 299291 | GREEN | 2.63 | Low | 0.9744 | 1.0263
572 | 8 | May-2026 | BCC-FAC-CURTW-401 | 4.01 | EXTERNAL-FACADE | Facade Systems | EP-FAC-CURTW | 5723294 | 2200 | m² | 2601.5 | 25 | 7.6 | 167.1927 | 434970 | 7.6 | 167.1927 | 167.1927 | 434970 | 446850 | 446850 | -11880 | 0 | 0.9734 | 1 | 5879688 | -156394 | 7.81 | 47492 | 22811 | 22738 | 353809 | GREEN | 2.73 | Low | 0.9734 | 1.0273
573 | 9 | Jun-2026 | BCC-FAC-CURTW-401 | 4.01 | EXTERNAL-FACADE | Facade Systems | EP-FAC-CURTW | 5723294 | 2200 | m² | 2601.5 | 25 | 8.39 | 184.6115 | 480184 | 8.39 | 184.6115 | 184.6115 | 480184 | 493912 | 493912 | -13728 | 0 | 0.9722 | 1 | 5886949 | -163654 | 8.63 | 41963 | 24744 | 24337 | 402867 | GREEN | 2.84 | Low | 0.9724 | 1.0284
574 | 10 | Jul-2026 | BCC-FAC-CURTW-401 | 4.01 | EXTERNAL-FACADE | Facade Systems | EP-FAC-CURTW | 5723294 | 2200 | m² | 2601.5 | 25 | 8.8 | 193.65 | 503650 | 8.8 | 193.65 | 193.65 | 503650 | 518627 | 518627 | -14977 | 0 | 0.9711 | 1 | 5893608 | -170314 | 9.06 | 57577 | 26620 | 26064 | 408366 | GREEN | 2.94 | Low | 0.9714 | 1.0294
575 | 11 | Aug-2026 | BCC-FAC-CURTW-401 | 4.01 | EXTERNAL-FACADE | Facade Systems | EP-FAC-CURTW | 5723294 | 2200 | m² | 2601.5 | 25 | 9 | 198 | 515097 | 9 | 198 | 198 | 515097 | 536036 | 536036 | -20939 | 0 | 0.9609 | 1 | 5956160 | -232866 | 9.37 | 62864 | 27333 | 26501 | 419337 | GREEN | 4.07 | Low | 0.9609 | 1.0407
576 | 12 | Sep-2026 | BCC-FAC-CURTW-401 | 4.01 | EXTERNAL-FACADE | Facade Systems | EP-FAC-CURTW | 5723294 | 2200 | m² | 2601.5 | 25 | 15 | 330 | 858494 | 15 | 330 | 330 | 858494 | 876650 | 876650 | -18156 | 0 | 0.9793 | 1 | 5844280 | -120986 | 15.32 | 74102 | 45146 | 43734 | 713668 | GREEN | 2.11 | Low | 0.9793 | 1.0211
577 | 1 | Oct-2025 | BCC-FAC-CURTW-402 | 4.02 | EXTERNAL-FACADE | Facade Systems | EP-FAC-CURTW | 4164255 | 850 | m² | 4899.12 | 25 | 0 | 0 | 0 | 0 | 0 | 0 | 0 | 0 | 0 | 0 | 0 | - | - | 4164255 | 0 | 0 | 0 | 0 | 0 | 0 | NOT STARTED | 0 | Low | - | 1
578 | 2 | Nov-2025 | BCC-FAC-CURTW-402 | 4.02 | EXTERNAL-FACADE | Facade Systems | EP-FAC-CURTW | 4164255 | 850 | m² | 4899.12 | 25 | 0.46 | 3.9216 | 1915557 | 0.46 | 3.9216 | 3.9216 | 1915557 | 19724 | 19724 | 1895833 | 0 | 97.1181 | 1 | 42878 | 4121377 | 0.47 | 2185 | 979 | 1004 | 15556 | GREEN | 2.66 | Low | 0.9741 | 1.0266
579 | 3 | Dec-2025 | BCC-FAC-CURTW-402 | 4.02 | EXTERNAL-FACADE | Facade Systems | EP-FAC-CURTW | 4164255 | 850 | m² | 4899.12 | 25 | 1.42 | 12.07 | 59132 | 1.42 | 12.07 | 12.07 | 59132 | 60768 | 60768 | -1636 | 0 | 0.9731 | 1 | 4279371 | -115116 | 1.46 | 4683 | 2955 | 3102 | 50028 | GREEN | 2.76 | Low | 0.9731 | 1.0276
580 | 4 | Jan-2026 | BCC-FAC-CURTW-402 | 4.02 | EXTERNAL-FACADE | Facade Systems | EP-FAC-CURTW | 4164255 | 850 | m² | 4899.12 | 25 | 3.27 | 27.7733 | 136171 | 3.27 | 27.7733 | 27.7733 | 136171 | 139973 | 139973 | -3802 | 0 | 0.9728 | 1 | 4280684 | -116429 | 3.36 | 13630 | 7057 | 6792 | 112494 | GREEN | 2.87 | Low | 0.9721 | 1.0287
581 | 5 | Feb-2026 | BCC-FAC-CURTW-402 | 4.02 | EXTERNAL-FACADE | Facade Systems | EP-FAC-CURTW | 4164255 | 850 | m² | 4899.12 | 25 | 6.36 | 54.0742 | 264847 | 6.36 | 54.0742 | 54.0742 | 264847 | 272805 | 272805 | -7958 | 0 | 0.9708 | 1 | 4289500 | -125245 | 6.55 | 33184 | 13531 | 13349 | 212741 | GREEN | 2.98 | Low | 0.9711 | 1.0298
582 | 6 | Mar-2026 | BCC-FAC-CURTW-402 | 4.02 | EXTERNAL-FACADE | Facade Systems | EP-FAC-CURTW | 4164255 | 850 | m² | 4899.12 | 25 | 10.5 | 89.25 | 437247 | 10.5 | 89.25 | 89.25 | 437247 | 450732 | 450732 | -13485 | 0 | 0.9701 | 1 | 4292612 | -128357 | 10.82 | 41830 | 22251 | 22144 | 364507 | GREEN | 3.08 | Low | 0.9701 | 1.0308
583 | 7 | Apr-2026 | BCC-FAC-CURTW-402 | 4.02 | EXTERNAL-FACADE | Facade Systems | EP-FAC-CURTW | 4164255 | 850 | m² | 4899.12 | 25 | 14.64 | 124.4258 | 609647 | 14.64 | 124.4258 | 124.4258 | 609647 | 629026 | 629026 | -19379 | 0 | 0.9692 | 1 | 4296595 | -132340 | 15.11 | 68708 | 30641 | 31889 | 497788 | GREEN | 3.19 | Low | 0.9691 | 1.0319
584 | 8 | May-2026 | BCC-FAC-CURTW-402 | 4.02 | EXTERNAL-FACADE | Facade Systems | EP-FAC-CURTW | 4164255 | 850 | m² | 4899.12 | 25 | 17.73 | 150.7267 | 738322 | 17.73 | 150.7267 | 150.7267 | 738322 | 762776 | 762776 | -24454 | 0 | 0.9679 | 1 | 4302328 | -138073 | 18.32 | 91716 | 38058 | 38864 | 594137 | GREEN | 3.3 | Low | 0.9681 | 1.033
585 | 9 | Jun-2026 | BCC-FAC-CURTW-402 | 4.02 | EXTERNAL-FACADE | Facade Systems | EP-FAC-CURTW | 4164255 | 850 | m² | 4899.12 | 25 | 19.58 | 166.43 | 815361 | 19.58 | 166.43 | 166.43 | 815361 | 843116 | 843116 | -27755 | 0 | 0.9671 | 1 | 4305936 | -141681 | 20.25 | 75459 | 40962 | 41730 | 684965 | GREEN | 3.4 | Low | 0.9671 | 1.034
586 | 10 | Jul-2026 | BCC-FAC-CURTW-402 | 4.02 | EXTERNAL-FACADE | Facade Systems | EP-FAC-CURTW | 4164255 | 850 | m² | 4899.12 | 25 | 20.54 | 174.5784 | 855338 | 20.54 | 174.5784 | 174.5784 | 855338 | 885310 | 885310 | -29972 | 0 | 0.9661 | 1 | 4310335 | -146080 | 21.26 | 87793 | 42994 | 44802 | 709721 | GREEN | 3.51 | Low | 0.9661 | 1.0351
587 | 11 | Aug-2026 | BCC-FAC-CURTW-402 | 4.02 | EXTERNAL-FACADE | Facade Systems | EP-FAC-CURTW | 4164255 | 850 | m² | 4899.12 | 25 | 21 | 178.5 | 874493 | 21 | 178.5 | 178.5 | 874493 | 893281 | 893281 | -18788 | 0 | 0.979 | 1 | 4253610 | -89355 | 21.45 | 93611 | 43911 | 44482 | 711276 | GREEN | 2.15 | Low | 0.979 | 1.0215
588 | 12 | Sep-2026 | BCC-FAC-CURTW-402 | 4.02 | EXTERNAL-FACADE | Facade Systems | EP-FAC-CURTW | 4164255 | 850 | m² | 4899.12 | 25 | 24 | 204 | 999421 | 24 | 204 | 204 | 999421 | 1016238 | 1016238 | -16817 | 0 | 0.9835 | 1 | 4234168 | -69913 | 24.4 | 80022 | 49965 | 50188 | 836062 | GREEN | 1.68 | Low | 0.9835 | 1.0168
589 | 1 | Oct-2025 | BCC-FAC-CLAD-403 | 4.03 | EXTERNAL-FACADE | Facade Systems | EP-FAC-CLAD | 515032 | 780 | m² | 660.3 | 25 | 0 | 0 | 0 | 0 | 0 | 0 | 0 | 0 | 0 | 0 | 0 | - | - | 515032 | 0 | 0 | 0 | 0 | 0 | 0 | NOT STARTED | 0 | Low | - | 1
590 | 2 | Nov-2025 | BCC-FAC-CLAD-403 | 4.03 | EXTERNAL-FACADE | Facade Systems | EP-FAC-CLAD | 515032 | 780 | m² | 660.3 | 25 | 0.18 | 1.3709 | 92706 | 0.18 | 1.3709 | 1.3709 | 92706 | 922 | 922 | 91784 | 0 | 100.5488 | 1 | 5122 | 509910 | 0.18 | 97 | 47 | 47 | 731 | GREEN | 1.88 | Low | 0.9815 | 1.0188
591 | 3 | Dec-2025 | BCC-FAC-CLAD-403 | 4.03 | EXTERNAL-FACADE | Facade Systems | EP-FAC-CLAD | 515032 | 780 | m² | 660.3 | 25 | 0.54 | 4.2194 | 278117 | 0.54 | 4.2194 | 4.2194 | 278117 | 2842 | 2842 | 275275 | 0 | 97.8596 | 1 | 5263 | 509769 | 0.55 | 310 | 139 | 141 | 2252 | GREEN | 2.02 | Low | 0.9802 | 1.0202
592 | 4 | Jan-2026 | BCC-FAC-CLAD-403 | 4.03 | EXTERNAL-FACADE | Facade Systems | EP-FAC-CLAD | 515032 | 780 | m² | 660.3 | 25 | 1.24 | 9.709 | 6386 | 1.24 | 9.709 | 9.709 | 6386 | 6547 | 6547 | -161 | 0 | 0.9754 | 1 | 528022 | -12990 | 1.27 | 721 | 337 | 327 | 5162 | GREEN | 2.12 | Low | 0.9792 | 1.0212
593 | 5 | Feb-2026 | BCC-FAC-CLAD-403 | 4.03 | EXTERNAL-FACADE | Facade Systems | EP-FAC-CLAD | 515032 | 780 | m² | 660.3 | 25 | 2.42 | 18.9032 | 12464 | 2.42 | 18.9032 | 18.9032 | 12464 | 12761 | 12761 | -297 | 0 | 0.9767 | 1 | 527318 | -12286 | 2.48 | 1059 | 625 | 650 | 10427 | GREEN | 2.24 | Low | 0.9781 | 1.0224
594 | 6 | Mar-2026 | BCC-FAC-CLAD-403 | 4.03 | EXTERNAL-FACADE | Facade Systems | EP-FAC-CLAD | 515032 | 780 | m² | 660.3 | 25 | 4 | 31.2 | 20601 | 4 | 31.2 | 31.2 | 20601 | 21084 | 21084 | -483 | 0 | 0.9771 | 1 | 527103 | -12071 | 4.09 | 2409 | 1056 | 1030 | 16590 | GREEN | 2.34 | Low | 0.9771 | 1.0234
595 | 7 | Apr-2026 | BCC-FAC-CLAD-403 | 4.03 | EXTERNAL-FACADE | Facade Systems | EP-FAC-CLAD | 515032 | 780 | m² | 660.3 | 25 | 5.58 | 43.4968 | 28739 | 5.58 | 43.4968 | 43.4968 | 28739 | 29423 | 29423 | -684 | 0 | 0.9768 | 1 | 527266 | -12234 | 5.71 | 3233 | 1474 | 1439 | 23277 | GREEN | 2.45 | Low | 0.9761 | 1.0245
596 | 8 | May-2026 | BCC-FAC-CLAD-403 | 4.03 | EXTERNAL-FACADE | Facade Systems | EP-FAC-CLAD | 515032 | 780 | m² | 660.3 | 25 | 6.76 | 52.691 | 34816 | 6.76 | 52.691 | 52.691 | 34816 | 35679 | 35679 | -863 | 0 | 0.9758 | 1 | 527805 | -12773 | 6.93 | 3970 | 1810 | 1814 | 28084 | GREEN | 2.55 | Low | 0.9751 | 1.0255
597 | 9 | Jun-2026 | BCC-FAC-CLAD-403 | 4.03 | EXTERNAL-FACADE | Facade Systems | EP-FAC-CLAD | 515032 | 780 | m² | 660.3 | 25 | 7.46 | 58.1806 | 38421 | 7.46 | 58.1806 | 58.1806 | 38421 | 39436 | 39436 | -1015 | 0 | 0.9743 | 1 | 528619 | -13587 | 7.66 | 3100 | 1913 | 1994 | 32429 | GREEN | 2.66 | Low | 0.9741 | 1.0266
598 | 10 | Jul-2026 | BCC-FAC-CLAD-403 | 4.03 | EXTERNAL-FACADE | Facade Systems | EP-FAC-CLAD | 515032 | 780 | m² | 660.3 | 25 | 7.82 | 61.0291 | 40276 | 7.82 | 61.0291 | 61.0291 | 40276 | 41410 | 41410 | -1134 | 0 | 0.9726 | 1 | 529541 | -14509 | 8.04 | 3553 | 2076 | 2095 | 33686 | GREEN | 2.76 | Low | 0.9731 | 1.0276
599 | 11 | Aug-2026 | BCC-FAC-CLAD-403 | 4.03 | EXTERNAL-FACADE | Facade Systems | EP-FAC-CLAD | 515032 | 780 | m² | 660.3 | 25 | 8 | 62.4 | 41203 | 8 | 62.4 | 62.4 | 41203 | 42376 | 42376 | -1173 | 0 | 0.9723 | 1 | 529704 | -14672 | 8.23 | 4487 | 2148 | 2150 | 33590 | GREEN | 2.85 | Low | 0.9723 | 1.0285
600 | 12 | Sep-2026 | BCC-FAC-CLAD-403 | 4.03 | EXTERNAL-FACADE | Facade Systems | EP-FAC-CLAD | 515032 | 780 | m² | 660.3 | 25 | 28 | 218.4 | 144209 | 28 | 218.4 | 218.4 | 144209 | 149013 | 149013 | -4804 | 0 | 0.9678 | 1 | 532174 | -17142 | 28.93 | 16815 | 7599 | 7528 | 117072 | GREEN | 3.33 | Low | 0.9678 | 1.0333
601 | 1 | Oct-2025 | BCC-FAC-CLAD-404 | 4.04 | EXTERNAL-FACADE | Facade Systems | EP-FAC-CLAD | 725204 | 320 | m² | 2266.26 | 25 | 0 | 0 | 0 | 0 | 0 | 0 | 0 | 0 | 0 | 0 | 0 | - | - | 725204 | 0 | 0 | 0 | 0 | 0 | 0 | NOT STARTED | 0 | Low | - | 1
602 | 2 | Nov-2025 | BCC-FAC-CLAD-404 | 4.04 | EXTERNAL-FACADE | Facade Systems | EP-FAC-CLAD | 725204 | 320 | m² | 2266.26 | 25 | 0.46 | 1.4764 | 333594 | 0.46 | 1.4764 | 1.4764 | 333594 | 3473 | 3473 | 330121 | 0 | 96.0536 | 1 | 7550 | 717654 | 0.48 | 419 | 176 | 179 | 2700 | GREEN | 3.79 | Low | 0.9635 | 1.0379
603 | 3 | Dec-2025 | BCC-FAC-CLAD-404 | 4.04 | EXTERNAL-FACADE | Facade Systems | EP-FAC-CLAD | 725204 | 320 | m² | 2266.26 | 25 | 1.42 | 4.544 | 10298 | 1.42 | 4.544 | 4.544 | 10298 | 10700 | 10700 | -402 | 0 | 0.9624 | 1 | 753536 | -28332 | 1.48 | 1023 | 541 | 534 | 8602 | GREEN | 3.91 | Low | 0.9624 | 1.0391
604 | 4 | Jan-2026 | BCC-FAC-CLAD-404 | 4.04 | EXTERNAL-FACADE | Facade Systems | EP-FAC-CLAD | 725204 | 320 | m² | 2266.26 | 25 | 3.27 | 10.4558 | 23714 | 3.27 | 10.4558 | 10.4558 | 23714 | 24647 | 24647 | -933 | 0 | 0.9621 | 1 | 753770 | -28566 | 3.4 | 2450 | 1235 | 1253 | 19710 | GREEN | 4.01 | Low | 0.9614 | 1.0401
605 | 5 | Feb-2026 | BCC-FAC-CLAD-404 | 4.04 | EXTERNAL-FACADE | Facade Systems | EP-FAC-CLAD | 725204 | 320 | m² | 2266.26 | 25 | 6.36 | 20.3573 | 46123 | 6.36 | 20.3573 | 20.3573 | 46123 | 48036 | 48036 | -1913 | 0 | 0.9602 | 1 | 755264 | -30060 | 6.62 | 5009 | 2378 | 2409 | 38240 | GREEN | 4.12 | Low | 0.9604 | 1.0412
606 | 6 | Mar-2026 | BCC-FAC-CLAD-404 | 4.04 | EXTERNAL-FACADE | Facade Systems | EP-FAC-CLAD | 725204 | 320 | m² | 2266.26 | 25 | 10.5 | 33.6 | 76146 | 10.5 | 33.6 | 33.6 | 76146 | 79367 | 79367 | -3221 | 0 | 0.9594 | 1 | 755891 | -30687 | 10.94 | 6753 | 3964 | 3884 | 64765 | GREEN | 4.23 | Low | 0.9594 | 1.0423
607 | 7 | Apr-2026 | BCC-FAC-CLAD-404 | 4.04 | EXTERNAL-FACADE | Facade Systems | EP-FAC-CLAD | 725204 | 320 | m² | 2266.26 | 25 | 14.64 | 46.8427 | 106170 | 14.64 | 46.8427 | 46.8427 | 106170 | 110763 | 110763 | -4593 | 0 | 0.9585 | 1 | 756599 | -31395 | 15.27 | 9272 | 5688 | 5584 | 90219 | GREEN | 4.34 | Low | 0.9584 | 1.0434
608 | 8 | May-2026 | BCC-FAC-CLAD-404 | 4.04 | EXTERNAL-FACADE | Facade Systems | EP-FAC-CLAD | 725204 | 320 | m² | 2266.26 | 25 | 17.73 | 56.7442 | 128579 | 17.73 | 56.7442 | 56.7442 | 128579 | 134316 | 134316 | -5737 | 0 | 0.9573 | 1 | 757553 | -32349 | 18.52 | 12873 | 6783 | 6618 | 108042 | GREEN | 4.45 | Low | 0.9574 | 1.0445
609 | 9 | Jun-2026 | BCC-FAC-CLAD-404 | 4.04 | EXTERNAL-FACADE | Facade Systems | EP-FAC-CLAD | 725204 | 320 | m² | 2266.26 | 25 | 19.58 | 62.656 | 141995 | 19.58 | 62.656 | 62.656 | 141995 | 148464 | 148464 | -6469 | 0 | 0.9564 | 1 | 758260 | -33056 | 20.47 | 12365 | 7218 | 7368 | 121513 | GREEN | 4.56 | Low | 0.9564 | 1.0456
610 | 10 | Jul-2026 | BCC-FAC-CLAD-404 | 4.04 | EXTERNAL-FACADE | Facade Systems | EP-FAC-CLAD | 725204 | 320 | m² | 2266.26 | 25 | 20.54 | 65.7236 | 148957 | 20.54 | 65.7236 | 65.7236 | 148957 | 155896 | 155896 | -6939 | 0 | 0.9555 | 1 | 758980 | -33776 | 21.5 | 16882 | 7627 | 7820 | 123566 | GREEN | 4.67 | Low | 0.9554 | 1.0467
611 | 11 | Aug-2026 | BCC-FAC-CLAD-404 | 4.04 | EXTERNAL-FACADE | Facade Systems | EP-FAC-CLAD | 725204 | 320 | m² | 2266.26 | 25 | 21 | 67.2 | 152293 | 21 | 67.2 | 67.2 | 152293 | 158676 | 158676 | -6383 | 0 | 0.9598 | 1 | 755582 | -30378 | 21.88 | 16557 | 7745 | 7864 | 126510 | GREEN | 4.19 | Low | 0.9598 | 1.0419
612 | 12 | Sep-2026 | BCC-FAC-CLAD-404 | 4.04 | EXTERNAL-FACADE | Facade Systems | EP-FAC-CLAD | 725204 | 320 | m² | 2266.26 | 25 | 14 | 44.8 | 101528 | 14 | 44.8 | 44.8 | 101528 | 103253 | 103253 | -1725 | 0 | 0.9833 | 1 | 737521 | -12317 | 14.24 | 8785 | 5140 | 5069 | 84259 | GREEN | 1.7 | Low | 0.9833 | 1.017
613 | 1 | Oct-2025 | BCC-FAC-CLAD-405 | 4.05 | EXTERNAL-FACADE | Facade Systems | EP-FAC-CLAD | 693644 | 480 | m² | 1445.09 | 25 | 0 | 0 | 0 | 0 | 0 | 0 | 0 | 0 | 0 | 0 | 0 | - | - | 693644 | 0 | 0 | 0 | 0 | 0 | 0 | NOT STARTED | 0 | Low | - | 1
614 | 2 | Nov-2025 | BCC-FAC-CLAD-405 | 4.05 | EXTERNAL-FACADE | Facade Systems | EP-FAC-CLAD | 693644 | 480 | m² | 1445.09 | 25 | 0.2 | 0.9491 | 138729 | 0.2 | 0.9491 | 0.9491 | 138729 | 1403 | 1403 | 137326 | 0 | 98.8803 | 1 | 7015 | 686629 | 0.2 | 161 | 70 | 72 | 1100 | GREEN | 2.27 | Low | 0.9778 | 1.0227
615 | 3 | Dec-2025 | BCC-FAC-CLAD-405 | 4.05 | EXTERNAL-FACADE | Facade Systems | EP-FAC-CLAD | 693644 | 480 | m² | 1445.09 | 25 | 0.61 | 2.9211 | 423123 | 0.61 | 2.9211 | 2.9211 | 423123 | 4321 | 4321 | 418802 | 0 | 97.9225 | 1 | 7084 | 686560 | 0.62 | 320 | 221 | 221 | 3559 | GREEN | 2.35 | Low | 0.977 | 1.0235
616 | 4 | Jan-2026 | BCC-FAC-CLAD-405 | 4.05 | EXTERNAL-FACADE | Facade Systems | EP-FAC-CLAD | 693644 | 480 | m² | 1445.09 | 25 | 1.4 | 6.7216 | 9711 | 1.4 | 6.7216 | 6.7216 | 9711 | 9952 | 9952 | -241 | 0 | 0.9758 | 1 | 710847 | -17203 | 1.43 | 1207 | 507 | 498 | 7740 | GREEN | 2.46 | Low | 0.976 | 1.0246
617 | 5 | Feb-2026 | BCC-FAC-CLAD-405 | 4.05 | EXTERNAL-FACADE | Facade Systems | EP-FAC-CLAD | 693644 | 480 | m² | 1445.09 | 25 | 2.73 | 13.0869 | 18936 | 2.73 | 13.0869 | 13.0869 | 18936 | 19396 | 19396 | -460 | 0 | 0.9763 | 1 | 710483 | -16839 | 2.8 | 1704 | 989 | 944 | 15759 | GREEN | 2.56 | Low | 0.975 | 1.0256
618 | 6 | Mar-2026 | BCC-FAC-CLAD-405 | 4.05 | EXTERNAL-FACADE | Facade Systems | EP-FAC-CLAD | 693644 | 480 | m² | 1445.09 | 25 | 4.5 | 21.6 | 31214 | 4.5 | 21.6 | 21.6 | 31214 | 32046 | 32046 | -832 | 0 | 0.974 | 1 | 712159 | -18515 | 4.62 | 3151 | 1592 | 1636 | 25667 | GREEN | 2.67 | Low | 0.974 | 1.0267
619 | 7 | Apr-2026 | BCC-FAC-CLAD-405 | 4.05 | EXTERNAL-FACADE | Facade Systems | EP-FAC-CLAD | 693644 | 480 | m² | 1445.09 | 25 | 6.27 | 30.1131 | 43491 | 6.27 | 30.1131 | 30.1131 | 43491 | 44722 | 44722 | -1231 | 0 | 0.9725 | 1 | 713260 | -19616 | 6.45 | 3875 | 2172 | 2192 | 36484 | GREEN | 2.77 | Low | 0.973 | 1.0277
620 | 8 | May-2026 | BCC-FAC-CLAD-405 | 4.05 | EXTERNAL-FACADE | Facade Systems | EP-FAC-CLAD | 693644 | 480 | m² | 1445.09 | 25 | 7.6 | 36.4784 | 52717 | 7.6 | 36.4784 | 36.4784 | 52717 | 54232 | 54232 | -1515 | 0 | 0.9721 | 1 | 713554 | -19910 | 7.82 | 5906 | 2707 | 2715 | 42904 | GREEN | 2.88 | Low | 0.972 | 1.0288
621 | 9 | Jun-2026 | BCC-FAC-CLAD-405 | 4.05 | EXTERNAL-FACADE | Facade Systems | EP-FAC-CLAD | 693644 | 480 | m² | 1445.09 | 25 | 8.39 | 40.2789 | 58197 | 8.39 | 40.2789 | 40.2789 | 58197 | 59943 | 59943 | -1746 | 0 | 0.9709 | 1 | 714436 | -20792 | 8.64 | 5452 | 3087 | 3019 | 48386 | GREEN | 2.99 | Low | 0.971 | 1.0299
622 | 10 | Jul-2026 | BCC-FAC-CLAD-405 | 4.05 | EXTERNAL-FACADE | Facade Systems | EP-FAC-CLAD | 693644 | 480 | m² | 1445.09 | 25 | 8.8 | 42.2509 | 61041 | 8.8 | 42.2509 | 42.2509 | 61041 | 62942 | 62942 | -1901 | 0 | 0.9698 | 1 | 715245 | -21601 | 9.07 | 6342 | 3233 | 3231 | 50136 | GREEN | 3.09 | Low | 0.97 | 1.0309
623 | 11 | Aug-2026 | BCC-FAC-CLAD-405 | 4.05 | EXTERNAL-FACADE | Facade Systems | EP-FAC-CLAD | 693644 | 480 | m² | 1445.09 | 25 | 25 | 43.2 | 173411 | 9 | 43.2 | 43.2 | 62428 | 63462 | 63462 | -1034 | -110983 | 0.9837 | 0.36 | 705137 | -11493 | 9.15 | 5105 | 3267 | 3104 | 51986 | GREEN | 1.66 | Low | 0.9837 | 1.0166
624 | 12 | Sep-2026 | BCC-FAC-CLAD-405 | 4.05 | EXTERNAL-FACADE | Facade Systems | EP-FAC-CLAD | 693644 | 480 | m² | 1445.09 | 25 | 18 | 86.4 | 124856 | 18 | 86.4 | 86.4 | 124856 | 126126 | 126126 | -1270 | 0 | 0.9899 | 1 | 700717 | -7073 | 18.18 | 11526 | 6151 | 6215 | 102234 | GREEN | 1.02 | Low | 0.9899 | 1.0102
625 | 1 | Oct-2025 | BCC-FAC-GLS-406 | 4.06 | EXTERNAL-FACADE | Facade Systems | EP-FAC-GLS | 681880 | 380 | m² | 1794.42 | 25 | 0 | 0 | 0 | 0 | 0 | 0 | 0 | 0 | 0 | 0 | 0 | - | - | 681880 | 0 | 0 | 0 | 0 | 0 | 0 | NOT STARTED | 0 | Low | - | 1
626 | 2 | Nov-2025 | BCC-FAC-GLS-406 | 4.06 | EXTERNAL-FACADE | Facade Systems | EP-FAC-GLS | 681880 | 380 | m² | 1794.42 | 25 | 0.44 | 1.6697 | 300027 | 0.44 | 1.6697 | 1.6697 | 300027 | 3057 | 3057 | 296970 | 0 | 98.1443 | 1 | 6948 | 674932 | 0.45 | 292 | 153 | 149 | 2463 | GREEN | 2.03 | Low | 0.9801 | 1.0203
627 | 3 | Dec-2025 | BCC-FAC-GLS-406 | 4.06 | EXTERNAL-FACADE | Facade Systems | EP-FAC-GLS | 681880 | 380 | m² | 1794.42 | 25 | 1.35 | 5.139 | 9205 | 1.35 | 5.139 | 5.139 | 9205 | 9418 | 9418 | -213 | 0 | 0.9774 | 1 | 697647 | -15767 | 1.38 | 830 | 479 | 474 | 7634 | GREEN | 2.12 | Low | 0.9792 | 1.0212
628 | 4 | Jan-2026 | BCC-FAC-GLS-406 | 4.06 | EXTERNAL-FACADE | Facade Systems | EP-FAC-GLS | 681880 | 380 | m² | 1794.42 | 25 | 3.11 | 11.825 | 21206 | 3.11 | 11.825 | 11.825 | 21206 | 21693 | 21693 | -487 | 0 | 0.9776 | 1 | 697505 | -15625 | 3.18 | 2611 | 1067 | 1101 | 16914 | GREEN | 2.23 | Low | 0.9782 | 1.0223
629 | 5 | Feb-2026 | BCC-FAC-GLS-406 | 4.06 | EXTERNAL-FACADE | Facade Systems | EP-FAC-GLS | 681880 | 380 | m² | 1794.42 | 25 | 6.06 | 23.0232 | 41322 | 6.06 | 23.0232 | 23.0232 | 41322 | 42278 | 42278 | -956 | 0 | 0.9774 | 1 | 697648 | -15768 | 6.2 | 4930 | 2091 | 2058 | 33199 | GREEN | 2.33 | Low | 0.9772 | 1.0233
630 | 6 | Mar-2026 | BCC-FAC-GLS-406 | 4.06 | EXTERNAL-FACADE | Facade Systems | EP-FAC-GLS | 681880 | 380 | m² | 1794.42 | 25 | 10 | 38 | 68188 | 10 | 38 | 38 | 68188 | 69852 | 69852 | -1664 | 0 | 0.9762 | 1 | 698506 | -16626 | 10.24 | 6511 | 3547 | 3536 | 56258 | GREEN | 2.44 | Low | 0.9762 | 1.0244
631 | 7 | Apr-2026 | BCC-FAC-GLS-406 | 4.06 | EXTERNAL-FACADE | Facade Systems | EP-FAC-GLS | 681880 | 380 | m² | 1794.42 | 25 | 13.94 | 52.9768 | 95054 | 13.94 | 52.9768 | 52.9768 | 95054 | 97482 | 97482 | -2428 | 0 | 0.9751 | 1 | 699293 | -17413 | 14.3 | 11739 | 5013 | 4757 | 75973 | GREEN | 2.54 | Low | 0.9752 | 1.0254
632 | 8 | May-2026 | BCC-FAC-GLS-406 | 4.06 | EXTERNAL-FACADE | Facade Systems | EP-FAC-GLS | 681880 | 380 | m² | 1794.42 | 25 | 16.89 | 64.175 | 115170 | 16.89 | 64.175 | 64.175 | 115170 | 118208 | 118208 | -3038 | 0 | 0.9743 | 1 | 699867 | -17987 | 17.34 | 14416 | 5770 | 5948 | 92074 | GREEN | 2.65 | Low | 0.9742 | 1.0265
633 | 9 | Jun-2026 | BCC-FAC-GLS-406 | 4.06 | EXTERNAL-FACADE | Facade Systems | EP-FAC-GLS | 681880 | 380 | m² | 1794.42 | 25 | 18.65 | 70.861 | 127171 | 18.65 | 70.861 | 70.861 | 127171 | 130658 | 130658 | -3487 | 0 | 0.9733 | 1 | 700584 | -18704 | 19.16 | 10328 | 6661 | 6444 | 107224 | GREEN | 2.75 | Low | 0.9732 | 1.0275
634 | 10 | Jul-2026 | BCC-FAC-GLS-406 | 4.06 | EXTERNAL-FACADE | Facade Systems | EP-FAC-GLS | 681880 | 380 | m² | 1794.42 | 25 | 19.56 | 74.3303 | 133376 | 19.56 | 74.3303 | 74.3303 | 133376 | 137196 | 137196 | -3820 | 0 | 0.9722 | 1 | 701385 | -19505 | 20.12 | 15455 | 6983 | 6821 | 107937 | GREEN | 2.86 | Low | 0.9722 | 1.0286
635 | 11 | Aug-2026 | BCC-FAC-GLS-406 | 4.06 | EXTERNAL-FACADE | Facade Systems | EP-FAC-GLS | 681880 | 380 | m² | 1794.42 | 25 | 20 | 76 | 136376 | 20 | 76 | 76 | 136376 | 138045 | 138045 | -1669 | 0 | 0.9879 | 1 | 690231 | -8351 | 20.24 | 12296 | 6886 | 7001 | 111862 | GREEN | 1.22 | Low | 0.9879 | 1.0122
636 | 12 | Sep-2026 | BCC-FAC-GLS-406 | 4.06 | EXTERNAL-FACADE | Facade Systems | EP-FAC-GLS | 681880 | 380 | m² | 1794.42 | 25 | 22 | 83.6 | 150014 | 22 | 83.6 | 83.6 | 150014 | 153373 | 153373 | -3359 | 0 | 0.9781 | 1 | 697148 | -15268 | 22.49 | 13187 | 7860 | 7826 | 124500 | GREEN | 2.24 | Low | 0.9781 | 1.0224
637 | 1 | Oct-2025 | BCC-FAC-SEAL-407 | 4.07 | EXTERNAL-FACADE | Facade Systems | EP-FAC-SEAL | 189254 | 850 | lin.m | 222.65 | 25 | 0 | 0 | 0 | 0 | 0 | 0 | 0 | 0 | 0 | 0 | 0 | - | - | 189254 | 0 | 0 | 0 | 0 | 0 | 0 | NOT STARTED | 0 | Low | - | 1
638 | 2 | Nov-2025 | BCC-FAC-SEAL-407 | 4.07 | EXTERNAL-FACADE | Facade Systems | EP-FAC-SEAL | 189254 | 850 | lin.m | 222.65 | 25 | 0.37 | 3.1746 | 70024 | 0.37 | 3.1746 | 3.1746 | 70024 | 716 | 716 | 69308 | 0 | 97.7989 | 1 | 1935 | 187319 | 0.38 | 59 | 36 | 36 | 584 | GREEN | 1.26 | Low | 0.9876 | 1.0126
639 | 3 | Dec-2025 | BCC-FAC-SEAL-407 | 4.07 | EXTERNAL-FACADE | Facade Systems | EP-FAC-SEAL | 189254 | 850 | lin.m | 222.65 | 25 | 1.15 | 9.7709 | 2176 | 1.15 | 9.7709 | 9.7709 | 2176 | 2204 | 2204 | -28 | 0 | 0.9873 | 1 | 191688 | -2434 | 1.16 | 206 | 109 | 113 | 1776 | GREEN | 1.33 | Low | 0.9869 | 1.0133
640 | 4 | Jan-2026 | BCC-FAC-SEAL-407 | 4.07 | EXTERNAL-FACADE | Facade Systems | EP-FAC-SEAL | 189254 | 850 | lin.m | 222.65 | 25 | 2.65 | 22.4831 | 5015 | 2.65 | 22.4831 | 22.4831 | 5015 | 5078 | 5078 | -63 | 0 | 0.9876 | 1 | 191630 | -2376 | 2.68 | 385 | 261 | 250 | 4181 | GREEN | 1.44 | Low | 0.9858 | 1.0144
641 | 5 | Feb-2026 | BCC-FAC-SEAL-407 | 4.07 | EXTERNAL-FACADE | Facade Systems | EP-FAC-SEAL | 189254 | 850 | lin.m | 222.65 | 25 | 5.15 | 43.7743 | 9747 | 5.15 | 43.7743 | 43.7743 | 9747 | 9897 | 9897 | -150 | 0 | 0.9848 | 1 | 192174 | -2920 | 5.23 | 775 | 485 | 509 | 8128 | GREEN | 1.54 | Low | 0.9848 | 1.0154
642 | 6 | Mar-2026 | BCC-FAC-SEAL-407 | 4.07 | EXTERNAL-FACADE | Facade Systems | EP-FAC-SEAL | 189254 | 850 | lin.m | 222.65 | 25 | 8.5 | 72.25 | 16087 | 8.5 | 72.25 | 72.25 | 16087 | 16351 | 16351 | -264 | 0 | 0.9839 | 1 | 192351 | -3097 | 8.64 | 1289 | 819 | 805 | 13438 | GREEN | 1.65 | Low | 0.9838 | 1.0165
643 | 7 | Apr-2026 | BCC-FAC-SEAL-407 | 4.07 | EXTERNAL-FACADE | Facade Systems | EP-FAC-SEAL | 189254 | 850 | lin.m | 222.65 | 25 | 11.85 | 100.7257 | 22427 | 11.85 | 100.7257 | 100.7257 | 22427 | 22819 | 22819 | -392 | 0 | 0.9828 | 1 | 192565 | -3311 | 12.06 | 1955 | 1119 | 1132 | 18614 | GREEN | 1.75 | Low | 0.9828 | 1.0175
644 | 8 | May-2026 | BCC-FAC-SEAL-407 | 4.07 | EXTERNAL-FACADE | Facade Systems | EP-FAC-SEAL | 189254 | 850 | lin.m | 222.65 | 25 | 14.35 | 122.0169 | 27158 | 14.35 | 122.0169 | 122.0169 | 27158 | 27671 | 27671 | -513 | 0 | 0.9815 | 1 | 192822 | -3568 | 14.62 | 2406 | 1353 | 1370 | 22542 | GREEN | 1.85 | Low | 0.9818 | 1.0185
645 | 9 | Jun-2026 | BCC-FAC-SEAL-407 | 4.07 | EXTERNAL-FACADE | Facade Systems | EP-FAC-SEAL | 189254 | 850 | lin.m | 222.65 | 25 | 15.85 | 134.7291 | 29997 | 15.85 | 134.7291 | 134.7291 | 29997 | 30584 | 30584 | -587 | 0 | 0.9808 | 1 | 192958 | -3704 | 16.16 | 3379 | 1573 | 1491 | 24142 | GREEN | 1.96 | Low | 0.9808 | 1.0196
646 | 10 | Jul-2026 | BCC-FAC-SEAL-407 | 4.07 | EXTERNAL-FACADE | Facade Systems | EP-FAC-SEAL | 189254 | 850 | lin.m | 222.65 | 25 | 16.63 | 141.3254 | 31473 | 16.63 | 141.3254 | 141.3254 | 31473 | 32114 | 32114 | -641 | 0 | 0.98 | 1 | 193115 | -3861 | 16.97 | 2996 | 1574 | 1598 | 25947 | GREEN | 2.06 | Low | 0.9798 | 1.0206
647 | 11 | Aug-2026 | BCC-FAC-SEAL-407 | 4.07 | EXTERNAL-FACADE | Facade Systems | EP-FAC-SEAL | 189254 | 850 | lin.m | 222.65 | 25 | 17 | 144.5 | 32173 | 17 | 144.5 | 144.5 | 32173 | 32384 | 32384 | -211 | 0 | 0.9935 | 1 | 190492 | -1238 | 17.11 | 2927 | 1632 | 1634 | 26191 | GREEN | 0.65 | Low | 0.9935 | 1.0065
648 | 12 | Sep-2026 | BCC-FAC-SEAL-407 | 4.07 | EXTERNAL-FACADE | Facade Systems | EP-FAC-SEAL | 189254 | 850 | lin.m | 222.65 | 25 | 16 | 136 | 30281 | 16 | 136 | 136 | 30281 | 30942 | 30942 | -661 | 0 | 0.9786 | 1 | 193391 | -4137 | 16.35 | 3327 | 1501 | 1507 | 24605 | GREEN | 2.19 | Low | 0.9786 | 1.0219
649 | 1 | Oct-2025 | BCC-CLG-GYP-501 | 5.01 | FLOORS-ALL | False Ceilings & B | EP-CLG-GYP | 2591230 | 6800 | m² | 381.06 | 20 | 0 | 0 | 0 | 0 | 0 | 0 | 0 | 0 | 0 | 0 | 0 | - | - | 2591230 | 0 | 0 | 0 | 0 | 0 | 0 | NOT STARTED | 0 | Low | - | 1
650 | 2 | Nov-2025 | BCC-CLG-GYP-501 | 5.01 | FLOORS-ALL | False Ceilings & B | EP-CLG-GYP | 2591230 | 6800 | m² | 381.06 | 20 | 0.11 | 7.4697 | 285035 | 0.11 | 7.4697 | 7.4697 | 285035 | 2929 | 2929 | 282106 | 0 | 97.3148 | 1 | 26627 | 2564603 | 0.11 | 71 | 150 | 145 | 2564 | GREEN | 2.9 | Low | 0.9718 | 1.029
651 | 3 | Dec-2025 | BCC-CLG-GYP-501 | 5.01 | FLOORS-ALL | False Ceilings & B | EP-CLG-GYP | 2591230 | 6800 | m² | 381.06 | 20 | 0.34 | 22.9904 | 881018 | 0.34 | 22.9904 | 22.9904 | 881018 | 9024 | 9024 | 871994 | 0 | 97.6305 | 1 | 26541 | 2564689 | 0.35 | 435 | 444 | 445 | 7700 | GREEN | 3 | Low | 0.9709 | 1.03
652 | 4 | Jan-2026 | BCC-CLG-GYP-501 | 5.01 | FLOORS-ALL | False Ceilings & B | EP-CLG-GYP | 2591230 | 6800 | m² | 381.06 | 20 | 0.78 | 52.9014 | 2021159 | 0.78 | 52.9014 | 52.9014 | 2021159 | 20786 | 20786 | 2000373 | 0 | 97.2366 | 1 | 26649 | 2564581 | 0.8 | 701 | 1045 | 1018 | 18022 | GREEN | 3.11 | Low | 0.9698 | 1.0311
653 | 5 | Feb-2026 | BCC-CLG-GYP-501 | 5.01 | FLOORS-ALL | False Ceilings & B | EP-CLG-GYP | 2591230 | 6800 | m² | 381.06 | 20 | 1.51 | 102.9985 | 39128 | 1.51 | 102.9985 | 102.9985 | 39128 | 40512 | 40512 | -1384 | 0 | 0.9658 | 1 | 2682987 | -91757 | 1.56 | 2169 | 2030 | 2057 | 34257 | GREEN | 3.22 | Low | 0.9688 | 1.0322
654 | 6 | Mar-2026 | BCC-CLG-GYP-501 | 5.01 | FLOORS-ALL | False Ceilings & B | EP-CLG-GYP | 2591230 | 6800 | m² | 381.06 | 20 | 2.5 | 170 | 64781 | 2.5 | 170 | 170 | 64781 | 66934 | 66934 | -2153 | 0 | 0.9678 | 1 | 2677441 | -86211 | 2.58 | 3844 | 3371 | 3296 | 56423 | GREEN | 3.33 | Low | 0.9678 | 1.0333
655 | 7 | Apr-2026 | BCC-CLG-GYP-501 | 5.01 | FLOORS-ALL | False Ceilings & B | EP-CLG-GYP | 2591230 | 6800 | m² | 381.06 | 20 | 3.49 | 237.0015 | 90434 | 3.49 | 237.0015 | 237.0015 | 90434 | 93411 | 93411 | -2977 | 0 | 0.9681 | 1 | 2676611 | -85381 | 3.6 | 5201 | 4774 | 4756 | 78680 | GREEN | 3.43 | Low | 0.9668 | 1.0343
656 | 8 | May-2026 | BCC-CLG-GYP-501 | 5.01 | FLOORS-ALL | False Ceilings & B | EP-CLG-GYP | 2591230 | 6800 | m² | 381.06 | 20 | 4.22 | 287.0986 | 109350 | 4.22 | 287.0986 | 287.0986 | 109350 | 113272 | 113272 | -3922 | 0 | 0.9654 | 1 | 2684103 | -92873 | 4.37 | 8421 | 5667 | 5538 | 93646 | GREEN | 3.54 | Low | 0.9658 | 1.0354
657 | 9 | Jun-2026 | BCC-CLG-GYP-501 | 5.01 | FLOORS-ALL | False Ceilings & B | EP-CLG-GYP | 2591230 | 6800 | m² | 381.06 | 20 | 4.66 | 317.0096 | 120751 | 4.66 | 317.0096 | 317.0096 | 120751 | 125204 | 125204 | -4453 | 0 | 0.9644 | 1 | 2686879 | -95649 | 4.83 | 9088 | 6280 | 6254 | 103583 | GREEN | 3.65 | Low | 0.9648 | 1.0365
658 | 10 | Jul-2026 | BCC-CLG-GYP-501 | 5.01 | FLOORS-ALL | False Ceilings & B | EP-CLG-GYP | 2591230 | 6800 | m² | 381.06 | 20 | 4.89 | 332.5303 | 126711 | 4.89 | 332.5303 | 332.5303 | 126711 | 131470 | 131470 | -4759 | 0 | 0.9638 | 1 | 2688555 | -97325 | 5.07 | 8013 | 6513 | 6457 | 110487 | GREEN | 3.76 | Low | 0.9638 | 1.0376
659 | 11 | Aug-2026 | BCC-CLG-GYP-501 | 5.01 | FLOORS-ALL | False Ceilings & B | EP-CLG-GYP | 2591230 | 6800 | m² | 381.06 | 20 | 5 | 340 | 129562 | 5 | 340 | 340 | 129562 | 134485 | 134485 | -4923 | 0 | 0.9634 | 1 | 2689673 | -98443 | 5.19 | 7575 | 6897 | 6548 | 113465 | GREEN | 3.8 | Low | 0.9634 | 1.038
660 | 12 | Sep-2026 | BCC-CLG-GYP-501 | 5.01 | FLOORS-ALL | False Ceilings & B | EP-CLG-GYP | 2591230 | 6800 | m² | 381.06 | 20 | 16 | 1088 | 414597 | 16 | 1088 | 1088 | 414597 | 429726 | 429726 | -15129 | 0 | 0.9648 | 1 | 2685772 | -94542 | 16.58 | 22666 | 21069 | 21335 | 364657 | GREEN | 3.65 | Low | 0.9648 | 1.0365
661 | 1 | Oct-2025 | BCC-CLG-GYP-502 | 5.02 | FLOORS-ALL | False Ceilings & B | EP-CLG-GYP | 1116675 | 2400 | m² | 465.28 | 20 | 0 | 0 | 0 | 0 | 0 | 0 | 0 | 0 | 0 | 0 | 0 | - | - | 1116675 | 0 | 0 | 0 | 0 | 0 | 0 | NOT STARTED | 0 | Low | - | 1
662 | 2 | Nov-2025 | BCC-CLG-GYP-502 | 5.02 | FLOORS-ALL | False Ceilings & B | EP-CLG-GYP | 1116675 | 2400 | m² | 465.28 | 20 | 0.22 | 5.2728 | 245669 | 0.22 | 5.2728 | 5.2728 | 245669 | 2554 | 2554 | 243115 | 0 | 96.1899 | 1 | 11609 | 1105066 | 0.23 | 124 | 131 | 130 | 2169 | GREEN | 4.11 | Low | 0.9605 | 1.0411
663 | 3 | Dec-2025 | BCC-CLG-GYP-502 | 5.02 | FLOORS-ALL | False Ceilings & B | EP-CLG-GYP | 1116675 | 2400 | m² | 465.28 | 20 | 0.68 | 16.2285 | 759339 | 0.68 | 16.2285 | 16.2285 | 759339 | 7871 | 7871 | 751468 | 0 | 96.473 | 1 | 11575 | 1105100 | 0.7 | 412 | 383 | 391 | 6684 | GREEN | 4.23 | Low | 0.9594 | 1.0423
664 | 4 | Jan-2026 | BCC-CLG-GYP-502 | 5.02 | FLOORS-ALL | False Ceilings & B | EP-CLG-GYP | 1116675 | 2400 | m² | 465.28 | 20 | 1.56 | 37.3422 | 17420 | 1.56 | 37.3422 | 37.3422 | 17420 | 18128 | 18128 | -708 | 0 | 0.9609 | 1 | 1162113 | -45438 | 1.62 | 500 | 915 | 928 | 15786 | GREEN | 4.34 | Low | 0.9584 | 1.0434
665 | 5 | Feb-2026 | BCC-CLG-GYP-502 | 5.02 | FLOORS-ALL | False Ceilings & B | EP-CLG-GYP | 1116675 | 2400 | m² | 465.28 | 20 | 3.03 | 72.7048 | 33835 | 3.03 | 72.7048 | 72.7048 | 33835 | 35333 | 35333 | -1498 | 0 | 0.9576 | 1 | 1166119 | -49444 | 3.16 | 2346 | 1717 | 1755 | 29516 | GREEN | 4.45 | Low | 0.9574 | 1.0445
666 | 6 | Mar-2026 | BCC-CLG-GYP-502 | 5.02 | FLOORS-ALL | False Ceilings & B | EP-CLG-GYP | 1116675 | 2400 | m² | 465.28 | 20 | 5 | 120 | 55834 | 5 | 120 | 120 | 55834 | 58378 | 58378 | -2544 | 0 | 0.9564 | 1 | 1167580 | -50905 | 5.23 | 1913 | 2902 | 2931 | 50632 | GREEN | 4.56 | Low | 0.9564 | 1.0456
667 | 7 | Apr-2026 | BCC-CLG-GYP-502 | 5.02 | FLOORS-ALL | False Ceilings & B | EP-CLG-GYP | 1116675 | 2400 | m² | 465.28 | 20 | 6.97 | 167.2952 | 77832 | 6.97 | 167.2952 | 167.2952 | 77832 | 81472 | 81472 | -3640 | 0 | 0.9553 | 1 | 1168924 | -52249 | 7.3 | 5512 | 3988 | 4191 | 67781 | GREEN | 4.67 | Low | 0.9554 | 1.0467
668 | 8 | May-2026 | BCC-CLG-GYP-502 | 5.02 | FLOORS-ALL | False Ceilings & B | EP-CLG-GYP | 1116675 | 2400 | m² | 465.28 | 20 | 8.44 | 202.6578 | 94247 | 8.44 | 202.6578 | 202.6578 | 94247 | 98796 | 98796 | -4549 | 0 | 0.954 | 1 | 1170524 | -53849 | 8.85 | 5644 | 4819 | 4802 | 83531 | GREEN | 4.78 | Low | 0.9544 | 1.0478
669 | 9 | Jun-2026 | BCC-CLG-GYP-502 | 5.02 | FLOORS-ALL | False Ceilings & B | EP-CLG-GYP | 1116675 | 2400 | m² | 465.28 | 20 | 9.32 | 223.7715 | 104074 | 9.32 | 223.7715 | 223.7715 | 104074 | 109203 | 109203 | -5129 | 0 | 0.953 | 1 | 1171744 | -55069 | 9.78 | 5920 | 5587 | 5357 | 92339 | GREEN | 4.89 | Low | 0.9534 | 1.0489
670 | 10 | Jul-2026 | BCC-CLG-GYP-502 | 5.02 | FLOORS-ALL | False Ceilings & B | EP-CLG-GYP | 1116675 | 2400 | m² | 465.28 | 20 | 9.78 | 234.7272 | 109211 | 9.78 | 234.7272 | 234.7272 | 109211 | 114670 | 114670 | -5459 | 0 | 0.9524 | 1 | 1172486 | -55811 | 10.27 | 8096 | 5699 | 5810 | 95065 | GREEN | 5 | Low | 0.9524 | 1.05
671 | 11 | Aug-2026 | BCC-CLG-GYP-502 | 5.02 | FLOORS-ALL | False Ceilings & B | EP-CLG-GYP | 1116675 | 2400 | m² | 465.28 | 20 | 10 | 240 | 111668 | 10 | 240 | 240 | 111668 | 115820 | 115820 | -4152 | 0 | 0.9642 | 1 | 1158142 | -41467 | 10.37 | 6612 | 5629 | 5670 | 97909 | GREEN | 3.71 | Low | 0.9642 | 1.0371
672 | 12 | Sep-2026 | BCC-CLG-GYP-502 | 5.02 | FLOORS-ALL | False Ceilings & B | EP-CLG-GYP | 1116675 | 2400 | m² | 465.28 | 20 | 5 | 120 | 55834 | 5 | 120 | 120 | 55834 | 58875 | 58875 | -3041 | 0 | 0.9483 | 1 | 1177552 | -60877 | 5.27 | 3657 | 2957 | 2924 | 49337 | AMBER | 5.45 | Medium | 0.9483 | 1.0545
673 | 1 | Oct-2025 | BCC-CLG-GYP-503 | 5.03 | FLOORS-ALL | False Ceilings & B | EP-CLG-GYP | 2340142 | 9200 | m² | 254.36 | 20 | 0 | 0 | 0 | 0 | 0 | 0 | 0 | 0 | 0 | 0 | 0 | - | - | 2340142 | 0 | 0 | 0 | 0 | 0 | 0 | NOT STARTED | 0 | Low | - | 1
674 | 2 | Nov-2025 | BCC-CLG-GYP-503 | 5.03 | FLOORS-ALL | False Ceilings & B | EP-CLG-GYP | 2340142 | 9200 | m² | 254.36 | 20 | 0 | 0 | 0 | 0 | 0 | 0 | 0 | 0 | 0 | 0 | 0 | - | - | 2340142 | 0 | 0 | 0 | 0 | 0 | 0 | NOT STARTED | 0 | Low | - | 1
675 | 3 | Dec-2025 | BCC-CLG-GYP-503 | 5.03 | FLOORS-ALL | False Ceilings & B | EP-CLG-GYP | 2340142 | 9200 | m² | 254.36 | 20 | 0 | 0 | 0 | 0 | 0 | 0 | 0 | 0 | 0 | 0 | 0 | - | - | 2340142 | 0 | 0 | 0 | 0 | 0 | 0 | NOT STARTED | 0 | Low | - | 1
676 | 4 | Jan-2026 | BCC-CLG-GYP-503 | 5.03 | FLOORS-ALL | False Ceilings & B | EP-CLG-GYP | 2340142 | 9200 | m² | 254.36 | 20 | 0 | 0 | 0 | 0 | 0 | 0 | 0 | 0 | 0 | 0 | 0 | - | - | 2340142 | 0 | 0 | 0 | 0 | 0 | 0 | NOT STARTED | 0 | Low | - | 1
677 | 5 | Feb-2026 | BCC-CLG-GYP-503 | 5.03 | FLOORS-ALL | False Ceilings & B | EP-CLG-GYP | 2340142 | 9200 | m² | 254.36 | 20 | 0 | 0 | 0 | 0 | 0 | 0 | 0 | 0 | 0 | 0 | 0 | - | - | 2340142 | 0 | 0 | 0 | 0 | 0 | 0 | NOT STARTED | 0 | Low | - | 1
678 | 6 | Mar-2026 | BCC-CLG-GYP-503 | 5.03 | FLOORS-ALL | False Ceilings & B | EP-CLG-GYP | 2340142 | 9200 | m² | 254.36 | 20 | 0 | 0 | 0 | 0 | 0 | 0 | 0 | 0 | 0 | 0 | 0 | - | - | 2340142 | 0 | 0 | 0 | 0 | 0 | 0 | NOT STARTED | 0 | Low | - | 1
679 | 7 | Apr-2026 | BCC-CLG-GYP-503 | 5.03 | FLOORS-ALL | False Ceilings & B | EP-CLG-GYP | 2340142 | 9200 | m² | 254.36 | 20 | 0 | 0 | 0 | 0 | 0 | 0 | 0 | 0 | 0 | 0 | 0 | - | - | 2340142 | 0 | 0 | 0 | 0 | 0 | 0 | NOT STARTED | 0 | Low | - | 1
680 | 8 | May-2026 | BCC-CLG-GYP-503 | 5.03 | FLOORS-ALL | False Ceilings & B | EP-CLG-GYP | 2340142 | 9200 | m² | 254.36 | 20 | 0 | 0 | 0 | 0 | 0 | 0 | 0 | 0 | 0 | 0 | 0 | - | - | 2340142 | 0 | 0 | 0 | 0 | 0 | 0 | NOT STARTED | 0 | Low | - | 1
681 | 9 | Jun-2026 | BCC-CLG-GYP-503 | 5.03 | FLOORS-ALL | False Ceilings & B | EP-CLG-GYP | 2340142 | 9200 | m² | 254.36 | 20 | 0 | 0 | 0 | 0 | 0 | 0 | 0 | 0 | 0 | 0 | 0 | - | - | 2340142 | 0 | 0 | 0 | 0 | 0 | 0 | NOT STARTED | 0 | Low | - | 1
682 | 10 | Jul-2026 | BCC-CLG-GYP-503 | 5.03 | FLOORS-ALL | False Ceilings & B | EP-CLG-GYP | 2340142 | 9200 | m² | 254.36 | 20 | 0 | 0 | 0 | 0 | 0 | 0 | 0 | 0 | 0 | 0 | 0 | - | - | 2340142 | 0 | 0 | 0 | 0 | 0 | 0 | NOT STARTED | 0 | Low | - | 1
683 | 11 | Aug-2026 | BCC-CLG-GYP-503 | 5.03 | FLOORS-ALL | False Ceilings & B | EP-CLG-GYP | 2340142 | 9200 | m² | 254.36 | 20 | 13 | 0 | 304219 | 0 | 0 | 0 | 0 | 0 | 0 | 0 | -304219 | - | - | 2340142 | 0 | 0 | 0 | 0 | 0 | 0 | NOT STARTED | 0 | Low | - | 1
684 | 12 | Sep-2026 | BCC-CLG-GYP-503 | 5.03 | FLOORS-ALL | False Ceilings & B | EP-CLG-GYP | 2340142 | 9200 | m² | 254.36 | 20 | 13 | 1196 | 304219 | 13 | 1196 | 1196 | 304219 | 312821 | 312821 | -8602 | 0 | 0.9725 | 1 | 2406316 | -66174 | 13.37 | 18190 | 15533 | 15646 | 263453 | GREEN | 2.83 | Low | 0.9725 | 1.0283
685 | 1 | Oct-2025 | BCC-CLG-GRID-504 | 5.04 | FLOORS-ALL | False Ceilings & B | EP-CLG-GRID | 1146768 | 4200 | m² | 273.04 | 20 | 0 | 0 | 0 | 0 | 0 | 0 | 0 | 0 | 0 | 0 | 0 | - | - | 1146768 | 0 | 0 | 0 | 0 | 0 | 0 | NOT STARTED | 0 | Low | - | 1
686 | 2 | Nov-2025 | BCC-CLG-GRID-504 | 5.04 | FLOORS-ALL | False Ceilings & B | EP-CLG-GRID | 1146768 | 4200 | m² | 273.04 | 20 | 0 | 0 | 0 | 0 | 0 | 0 | 0 | 0 | 0 | 0 | 0 | - | - | 1146768 | 0 | 0 | 0 | 0 | 0 | 0 | NOT STARTED | 0 | Low | - | 1
687 | 3 | Dec-2025 | BCC-CLG-GRID-504 | 5.04 | FLOORS-ALL | False Ceilings & B | EP-CLG-GRID | 1146768 | 4200 | m² | 273.04 | 20 | 0 | 0 | 0 | 0 | 0 | 0 | 0 | 0 | 0 | 0 | 0 | - | - | 1146768 | 0 | 0 | 0 | 0 | 0 | 0 | NOT STARTED | 0 | Low | - | 1
688 | 4 | Jan-2026 | BCC-CLG-GRID-504 | 5.04 | FLOORS-ALL | False Ceilings & B | EP-CLG-GRID | 1146768 | 4200 | m² | 273.04 | 20 | 0 | 0 | 0 | 0 | 0 | 0 | 0 | 0 | 0 | 0 | 0 | - | - | 1146768 | 0 | 0 | 0 | 0 | 0 | 0 | NOT STARTED | 0 | Low | - | 1
689 | 5 | Feb-2026 | BCC-CLG-GRID-504 | 5.04 | FLOORS-ALL | False Ceilings & B | EP-CLG-GRID | 1146768 | 4200 | m² | 273.04 | 20 | 0 | 0 | 0 | 0 | 0 | 0 | 0 | 0 | 0 | 0 | 0 | - | - | 1146768 | 0 | 0 | 0 | 0 | 0 | 0 | NOT STARTED | 0 | Low | - | 1
690 | 6 | Mar-2026 | BCC-CLG-GRID-504 | 5.04 | FLOORS-ALL | False Ceilings & B | EP-CLG-GRID | 1146768 | 4200 | m² | 273.04 | 20 | 0 | 0 | 0 | 0 | 0 | 0 | 0 | 0 | 0 | 0 | 0 | - | - | 1146768 | 0 | 0 | 0 | 0 | 0 | 0 | NOT STARTED | 0 | Low | - | 1
691 | 7 | Apr-2026 | BCC-CLG-GRID-504 | 5.04 | FLOORS-ALL | False Ceilings & B | EP-CLG-GRID | 1146768 | 4200 | m² | 273.04 | 20 | 0 | 0 | 0 | 0 | 0 | 0 | 0 | 0 | 0 | 0 | 0 | - | - | 1146768 | 0 | 0 | 0 | 0 | 0 | 0 | NOT STARTED | 0 | Low | - | 1
692 | 8 | May-2026 | BCC-CLG-GRID-504 | 5.04 | FLOORS-ALL | False Ceilings & B | EP-CLG-GRID | 1146768 | 4200 | m² | 273.04 | 20 | 0 | 0 | 0 | 0 | 0 | 0 | 0 | 0 | 0 | 0 | 0 | - | - | 1146768 | 0 | 0 | 0 | 0 | 0 | 0 | NOT STARTED | 0 | Low | - | 1
693 | 9 | Jun-2026 | BCC-CLG-GRID-504 | 5.04 | FLOORS-ALL | False Ceilings & B | EP-CLG-GRID | 1146768 | 4200 | m² | 273.04 | 20 | 0 | 0 | 0 | 0 | 0 | 0 | 0 | 0 | 0 | 0 | 0 | - | - | 1146768 | 0 | 0 | 0 | 0 | 0 | 0 | NOT STARTED | 0 | Low | - | 1
694 | 10 | Jul-2026 | BCC-CLG-GRID-504 | 5.04 | FLOORS-ALL | False Ceilings & B | EP-CLG-GRID | 1146768 | 4200 | m² | 273.04 | 20 | 0 | 0 | 0 | 0 | 0 | 0 | 0 | 0 | 0 | 0 | 0 | - | - | 1146768 | 0 | 0 | 0 | 0 | 0 | 0 | NOT STARTED | 0 | Low | - | 1
695 | 11 | Aug-2026 | BCC-CLG-GRID-504 | 5.04 | FLOORS-ALL | False Ceilings & B | EP-CLG-GRID | 1146768 | 4200 | m² | 273.04 | 20 | 0 | 0 | 0 | 0 | 0 | 0 | 0 | 0 | 0 | 0 | 0 | - | - | 1146768 | 0 | 0 | 0 | 0 | 0 | 0 | NOT STARTED | 0 | Low | - | 1
696 | 12 | Sep-2026 | BCC-CLG-GRID-504 | 5.04 | FLOORS-ALL | False Ceilings & B | EP-CLG-GRID | 1146768 | 4200 | m² | 273.04 | 20 | 7 | 294 | 80274 | 7 | 294 | 294 | 80274 | 83370 | 83370 | -3096 | 0 | 0.9629 | 1 | 1190955 | -44187 | 7.27 | 3258 | 4218 | 4264 | 71630 | GREEN | 3.85 | Low | 0.9629 | 1.0385
697 | 1 | Oct-2025 | BCC-CLG-GRID-505 | 5.05 | FLOORS-ALL | False Ceilings & B | EP-CLG-GRID | 618927 | 4200 | m² | 147.36 | 20 | 0 | 0 | 0 | 0 | 0 | 0 | 0 | 0 | 0 | 0 | 0 | - | - | 618927 | 0 | 0 | 0 | 0 | 0 | 0 | NOT STARTED | 0 | Low | - | 1
698 | 2 | Nov-2025 | BCC-CLG-GRID-505 | 5.05 | FLOORS-ALL | False Ceilings & B | EP-CLG-GRID | 618927 | 4200 | m² | 147.36 | 20 | 0 | 0 | 0 | 0 | 0 | 0 | 0 | 0 | 0 | 0 | 0 | - | - | 618927 | 0 | 0 | 0 | 0 | 0 | 0 | NOT STARTED | 0 | Low | - | 1
699 | 3 | Dec-2025 | BCC-CLG-GRID-505 | 5.05 | FLOORS-ALL | False Ceilings & B | EP-CLG-GRID | 618927 | 4200 | m² | 147.36 | 20 | 0 | 0 | 0 | 0 | 0 | 0 | 0 | 0 | 0 | 0 | 0 | - | - | 618927 | 0 | 0 | 0 | 0 | 0 | 0 | NOT STARTED | 0 | Low | - | 1
700 | 4 | Jan-2026 | BCC-CLG-GRID-505 | 5.05 | FLOORS-ALL | False Ceilings & B | EP-CLG-GRID | 618927 | 4200 | m² | 147.36 | 20 | 0 | 0 | 0 | 0 | 0 | 0 | 0 | 0 | 0 | 0 | 0 | - | - | 618927 | 0 | 0 | 0 | 0 | 0 | 0 | NOT STARTED | 0 | Low | - | 1
701 | 5 | Feb-2026 | BCC-CLG-GRID-505 | 5.05 | FLOORS-ALL | False Ceilings & B | EP-CLG-GRID | 618927 | 4200 | m² | 147.36 | 20 | 0 | 0 | 0 | 0 | 0 | 0 | 0 | 0 | 0 | 0 | 0 | - | - | 618927 | 0 | 0 | 0 | 0 | 0 | 0 | NOT STARTED | 0 | Low | - | 1
702 | 6 | Mar-2026 | BCC-CLG-GRID-505 | 5.05 | FLOORS-ALL | False Ceilings & B | EP-CLG-GRID | 618927 | 4200 | m² | 147.36 | 20 | 0 | 0 | 0 | 0 | 0 | 0 | 0 | 0 | 0 | 0 | 0 | - | - | 618927 | 0 | 0 | 0 | 0 | 0 | 0 | NOT STARTED | 0 | Low | - | 1
703 | 7 | Apr-2026 | BCC-CLG-GRID-505 | 5.05 | FLOORS-ALL | False Ceilings & B | EP-CLG-GRID | 618927 | 4200 | m² | 147.36 | 20 | 0 | 0 | 0 | 0 | 0 | 0 | 0 | 0 | 0 | 0 | 0 | - | - | 618927 | 0 | 0 | 0 | 0 | 0 | 0 | NOT STARTED | 0 | Low | - | 1
704 | 8 | May-2026 | BCC-CLG-GRID-505 | 5.05 | FLOORS-ALL | False Ceilings & B | EP-CLG-GRID | 618927 | 4200 | m² | 147.36 | 20 | 0 | 0 | 0 | 0 | 0 | 0 | 0 | 0 | 0 | 0 | 0 | - | - | 618927 | 0 | 0 | 0 | 0 | 0 | 0 | NOT STARTED | 0 | Low | - | 1
705 | 9 | Jun-2026 | BCC-CLG-GRID-505 | 5.05 | FLOORS-ALL | False Ceilings & B | EP-CLG-GRID | 618927 | 4200 | m² | 147.36 | 20 | 0 | 0 | 0 | 0 | 0 | 0 | 0 | 0 | 0 | 0 | 0 | - | - | 618927 | 0 | 0 | 0 | 0 | 0 | 0 | NOT STARTED | 0 | Low | - | 1
706 | 10 | Jul-2026 | BCC-CLG-GRID-505 | 5.05 | FLOORS-ALL | False Ceilings & B | EP-CLG-GRID | 618927 | 4200 | m² | 147.36 | 20 | 0 | 0 | 0 | 0 | 0 | 0 | 0 | 0 | 0 | 0 | 0 | - | - | 618927 | 0 | 0 | 0 | 0 | 0 | 0 | NOT STARTED | 0 | Low | - | 1
707 | 11 | Aug-2026 | BCC-CLG-GRID-505 | 5.05 | FLOORS-ALL | False Ceilings & B | EP-CLG-GRID | 618927 | 4200 | m² | 147.36 | 20 | 15 | 0 | 92839 | 0 | 0 | 0 | 0 | 0 | 0 | 0 | -92839 | - | - | 618927 | 0 | 0 | 0 | 0 | 0 | 0 | NOT STARTED | 0 | Low | - | 1
708 | 12 | Sep-2026 | BCC-CLG-GRID-505 | 5.05 | FLOORS-ALL | False Ceilings & B | EP-CLG-GRID | 618927 | 4200 | m² | 147.36 | 20 | 9 | 378 | 55703 | 9 | 378 | 378 | 55703 | 56428 | 56428 | -725 | 0 | 0.9872 | 1 | 626955 | -8028 | 9.12 | 3002 | 2805 | 2824 | 47797 | GREEN | 1.3 | Low | 0.9872 | 1.013
709 | 1 | Oct-2025 | BCC-CLG-GRID-506 | 5.06 | FLOORS-ALL | False Ceilings & B | EP-CLG-GRID | 310022 | 1600 | m² | 193.76 | 20 | 0 | 0 | 0 | 0 | 0 | 0 | 0 | 0 | 0 | 0 | 0 | - | - | 310022 | 0 | 0 | 0 | 0 | 0 | 0 | NOT STARTED | 0 | Low | - | 1
710 | 2 | Nov-2025 | BCC-CLG-GRID-506 | 5.06 | FLOORS-ALL | False Ceilings & B | EP-CLG-GRID | 310022 | 1600 | m² | 193.76 | 20 | 0.09 | 1.4061 | 27902 | 0.09 | 1.4061 | 1.4061 | 27902 | 283 | 283 | 27619 | 0 | 98.5936 | 1 | 3144 | 306878 | 0.09 | 9 | 14 | 14 | 246 | GREEN | 4.05 | Low | 0.9611 | 1.0405
711 | 3 | Dec-2025 | BCC-CLG-GRID-506 | 5.06 | FLOORS-ALL | False Ceilings & B | EP-CLG-GRID | 310022 | 1600 | m² | 193.76 | 20 | 0.27 | 4.3276 | 83706 | 0.27 | 4.3276 | 4.3276 | 83706 | 873 | 873 | 82833 | 0 | 95.8832 | 1 | 3233 | 306789 | 0.28 | 40 | 43 | 43 | 746 | GREEN | 4.13 | Low | 0.9603 | 1.0413
712 | 4 | Jan-2026 | BCC-CLG-GRID-506 | 5.06 | FLOORS-ALL | False Ceilings & B | EP-CLG-GRID | 310022 | 1600 | m² | 193.76 | 20 | 0.62 | 9.9579 | 192214 | 0.62 | 9.9579 | 9.9579 | 192214 | 2011 | 2011 | 190203 | 0 | 95.5813 | 1 | 3244 | 306778 | 0.65 | 106 | 103 | 98 | 1704 | GREEN | 4.24 | Low | 0.9593 | 1.0424
713 | 5 | Feb-2026 | BCC-CLG-GRID-506 | 5.06 | FLOORS-ALL | False Ceilings & B | EP-CLG-GRID | 310022 | 1600 | m² | 193.76 | 20 | 1.21 | 19.3879 | 3751 | 1.21 | 19.3879 | 19.3879 | 3751 | 3920 | 3920 | -169 | 0 | 0.9569 | 1 | 323986 | -13964 | 1.26 | 146 | 197 | 196 | 3382 | GREEN | 4.36 | Low | 0.9582 | 1.0436
714 | 6 | Mar-2026 | BCC-CLG-GRID-506 | 5.06 | FLOORS-ALL | False Ceilings & B | EP-CLG-GRID | 310022 | 1600 | m² | 193.76 | 20 | 2 | 32 | 6200 | 2 | 32 | 32 | 6200 | 6477 | 6477 | -277 | 0 | 0.9572 | 1 | 323884 | -13862 | 2.09 | 441 | 325 | 317 | 5394 | GREEN | 4.46 | Low | 0.9573 | 1.0446
715 | 7 | Apr-2026 | BCC-CLG-GRID-506 | 5.06 | FLOORS-ALL | False Ceilings & B | EP-CLG-GRID | 310022 | 1600 | m² | 193.76 | 20 | 2.79 | 44.6121 | 8650 | 2.79 | 44.6121 | 44.6121 | 8650 | 9039 | 9039 | -389 | 0 | 0.957 | 1 | 323952 | -13930 | 2.92 | 624 | 461 | 460 | 7494 | GREEN | 4.57 | Low | 0.9563 | 1.0457
716 | 8 | May-2026 | BCC-CLG-GRID-506 | 5.06 | FLOORS-ALL | False Ceilings & B | EP-CLG-GRID | 310022 | 1600 | m² | 193.76 | 20 | 3.38 | 54.0421 | 10479 | 3.38 | 54.0421 | 54.0421 | 10479 | 10961 | 10961 | -482 | 0 | 0.956 | 1 | 324290 | -14268 | 3.54 | 294 | 564 | 564 | 9540 | GREEN | 4.68 | Low | 0.9553 | 1.0468
717 | 9 | Jun-2026 | BCC-CLG-GRID-506 | 5.06 | FLOORS-ALL | False Ceilings & B | EP-CLG-GRID | 310022 | 1600 | m² | 193.76 | 20 | 3.73 | 59.6724 | 11564 | 3.73 | 59.6724 | 59.6724 | 11564 | 12116 | 12116 | -552 | 0 | 0.9544 | 1 | 324834 | -14812 | 3.91 | 498 | 617 | 616 | 10386 | GREEN | 4.79 | Low | 0.9543 | 1.0479
718 | 10 | Jul-2026 | BCC-CLG-GRID-506 | 5.06 | FLOORS-ALL | False Ceilings & B | EP-CLG-GRID | 310022 | 1600 | m² | 193.76 | 20 | 3.91 | 62.5939 | 12122 | 3.91 | 62.5939 | 62.5939 | 12122 | 12723 | 12723 | -601 | 0 | 0.9528 | 1 | 325380 | -15358 | 4.1 | 957 | 628 | 643 | 10494 | GREEN | 4.9 | Low | 0.9533 | 1.049
719 | 11 | Aug-2026 | BCC-CLG-GRID-506 | 5.06 | FLOORS-ALL | False Ceilings & B | EP-CLG-GRID | 310022 | 1600 | m² | 193.76 | 20 | 12 | 64 | 37203 | 4 | 64 | 64 | 12401 | 12780 | 12780 | -379 | -24802 | 0.9703 | 0.3333 | 319511 | -9489 | 4.12 | 687 | 624 | 650 | 10819 | GREEN | 3.05 | Low | 0.9704 | 1.0305
720 | 12 | Sep-2026 | BCC-CLG-GRID-506 | 5.06 | FLOORS-ALL | False Ceilings & B | EP-CLG-GRID | 310022 | 1600 | m² | 193.76 | 20 | 5 | 80 | 15501 | 5 | 80 | 80 | 15501 | 16065 | 16065 | -564 | 0 | 0.9649 | 1 | 321300 | -11278 | 5.18 | 705 | 783 | 819 | 13758 | GREEN | 3.64 | Low | 0.9649 | 1.0364
721 | 1 | Oct-2025 | BCC-CLG-SPEC-507 | 5.07 | FLOORS-ALL | False Ceilings & B | EP-CLG-SPEC | 514404 | 850 | m² | 605.18 | 20 | 0 | 0 | 0 | 0 | 0 | 0 | 0 | 0 | 0 | 0 | 0 | - | - | 514404 | 0 | 0 | 0 | 0 | 0 | 0 | NOT STARTED | 0 | Low | - | 1
722 | 2 | Nov-2025 | BCC-CLG-SPEC-507 | 5.07 | FLOORS-ALL | False Ceilings & B | EP-CLG-SPEC | 514404 | 850 | m² | 605.18 | 20 | 0 | 0 | 0 | 0 | 0 | 0 | 0 | 0 | 0 | 0 | 0 | - | - | 514404 | 0 | 0 | 0 | 0 | 0 | 0 | NOT STARTED | 0 | Low | - | 1
723 | 3 | Dec-2025 | BCC-CLG-SPEC-507 | 5.07 | FLOORS-ALL | False Ceilings & B | EP-CLG-SPEC | 514404 | 850 | m² | 605.18 | 20 | 0 | 0 | 0 | 0 | 0 | 0 | 0 | 0 | 0 | 0 | 0 | - | - | 514404 | 0 | 0 | 0 | 0 | 0 | 0 | NOT STARTED | 0 | Low | - | 1
724 | 4 | Jan-2026 | BCC-CLG-SPEC-507 | 5.07 | FLOORS-ALL | False Ceilings & B | EP-CLG-SPEC | 514404 | 850 | m² | 605.18 | 20 | 0 | 0 | 0 | 0 | 0 | 0 | 0 | 0 | 0 | 0 | 0 | - | - | 514404 | 0 | 0 | 0 | 0 | 0 | 0 | NOT STARTED | 0 | Low | - | 1
725 | 5 | Feb-2026 | BCC-CLG-SPEC-507 | 5.07 | FLOORS-ALL | False Ceilings & B | EP-CLG-SPEC | 514404 | 850 | m² | 605.18 | 20 | 0 | 0 | 0 | 0 | 0 | 0 | 0 | 0 | 0 | 0 | 0 | - | - | 514404 | 0 | 0 | 0 | 0 | 0 | 0 | NOT STARTED | 0 | Low | - | 1
726 | 6 | Mar-2026 | BCC-CLG-SPEC-507 | 5.07 | FLOORS-ALL | False Ceilings & B | EP-CLG-SPEC | 514404 | 850 | m² | 605.18 | 20 | 0 | 0 | 0 | 0 | 0 | 0 | 0 | 0 | 0 | 0 | 0 | - | - | 514404 | 0 | 0 | 0 | 0 | 0 | 0 | NOT STARTED | 0 | Low | - | 1
727 | 7 | Apr-2026 | BCC-CLG-SPEC-507 | 5.07 | FLOORS-ALL | False Ceilings & B | EP-CLG-SPEC | 514404 | 850 | m² | 605.18 | 20 | 0 | 0 | 0 | 0 | 0 | 0 | 0 | 0 | 0 | 0 | 0 | - | - | 514404 | 0 | 0 | 0 | 0 | 0 | 0 | NOT STARTED | 0 | Low | - | 1
728 | 8 | May-2026 | BCC-CLG-SPEC-507 | 5.07 | FLOORS-ALL | False Ceilings & B | EP-CLG-SPEC | 514404 | 850 | m² | 605.18 | 20 | 0 | 0 | 0 | 0 | 0 | 0 | 0 | 0 | 0 | 0 | 0 | - | - | 514404 | 0 | 0 | 0 | 0 | 0 | 0 | NOT STARTED | 0 | Low | - | 1
729 | 9 | Jun-2026 | BCC-CLG-SPEC-507 | 5.07 | FLOORS-ALL | False Ceilings & B | EP-CLG-SPEC | 514404 | 850 | m² | 605.18 | 20 | 0 | 0 | 0 | 0 | 0 | 0 | 0 | 0 | 0 | 0 | 0 | - | - | 514404 | 0 | 0 | 0 | 0 | 0 | 0 | NOT STARTED | 0 | Low | - | 1
730 | 10 | Jul-2026 | BCC-CLG-SPEC-507 | 5.07 | FLOORS-ALL | False Ceilings & B | EP-CLG-SPEC | 514404 | 850 | m² | 605.18 | 20 | 0 | 0 | 0 | 0 | 0 | 0 | 0 | 0 | 0 | 0 | 0 | - | - | 514404 | 0 | 0 | 0 | 0 | 0 | 0 | NOT STARTED | 0 | Low | - | 1
731 | 11 | Aug-2026 | BCC-CLG-SPEC-507 | 5.07 | FLOORS-ALL | False Ceilings & B | EP-CLG-SPEC | 514404 | 850 | m² | 605.18 | 20 | 0 | 0 | 0 | 0 | 0 | 0 | 0 | 0 | 0 | 0 | 0 | - | - | 514404 | 0 | 0 | 0 | 0 | 0 | 0 | NOT STARTED | 0 | Low | - | 1
732 | 12 | Sep-2026 | BCC-CLG-SPEC-507 | 5.07 | FLOORS-ALL | False Ceilings & B | EP-CLG-SPEC | 514404 | 850 | m² | 605.18 | 20 | 14 | 119 | 72017 | 14 | 119 | 119 | 72017 | 74298 | 74298 | -2281 | 0 | 0.9693 | 1 | 530697 | -16293 | 14.44 | 2216 | 3676 | 3746 | 64659 | GREEN | 3.17 | Low | 0.9693 | 1.0317
733 | 1 | Oct-2025 | BCC-CLG-SPEC-508 | 5.08 | FLOORS-ALL | False Ceilings & B | EP-CLG-SPEC | 403960 | 480 | m² | 841.58 | 20 | 0 | 0 | 0 | 0 | 0 | 0 | 0 | 0 | 0 | 0 | 0 | - | - | 403960 | 0 | 0 | 0 | 0 | 0 | 0 | NOT STARTED | 0 | Low | - | 1
734 | 2 | Nov-2025 | BCC-CLG-SPEC-508 | 5.08 | FLOORS-ALL | False Ceilings & B | EP-CLG-SPEC | 403960 | 480 | m² | 841.58 | 20 | 0.18 | 0.8436 | 72713 | 0.18 | 0.8436 | 0.8436 | 72713 | 732 | 732 | 71981 | 0 | 99.3347 | 1 | 4067 | 399893 | 0.18 | 51 | 37 | 38 | 606 | GREEN | 3.1 | Low | 0.9699 | 1.031
735 | 3 | Dec-2025 | BCC-CLG-SPEC-508 | 5.08 | FLOORS-ALL | False Ceilings & B | EP-CLG-SPEC | 403960 | 480 | m² | 841.58 | 20 | 0.54 | 2.5966 | 218139 | 0.54 | 2.5966 | 2.5966 | 218139 | 2254 | 2254 | 215885 | 0 | 96.7786 | 1 | 4174 | 399786 | 0.56 | 120 | 115 | 111 | 1908 | GREEN | 3.17 | Low | 0.9693 | 1.0317
736 | 4 | Jan-2026 | BCC-CLG-SPEC-508 | 5.08 | FLOORS-ALL | False Ceilings & B | EP-CLG-SPEC | 403960 | 480 | m² | 841.58 | 20 | 1.24 | 5.9747 | 5009 | 1.24 | 5.9747 | 5.9747 | 5009 | 5194 | 5194 | -185 | 0 | 0.9644 | 1 | 418872 | -14912 | 1.29 | 202 | 254 | 267 | 4471 | GREEN | 3.28 | Low | 0.9682 | 1.0328
737 | 5 | Feb-2026 | BCC-CLG-SPEC-508 | 5.08 | FLOORS-ALL | False Ceilings & B | EP-CLG-SPEC | 403960 | 480 | m² | 841.58 | 20 | 2.42 | 11.6328 | 9776 | 2.42 | 11.6328 | 11.6328 | 9776 | 10123 | 10123 | -347 | 0 | 0.9657 | 1 | 418308 | -14348 | 2.51 | 487 | 492 | 498 | 8646 | GREEN | 3.4 | Low | 0.9671 | 1.034
738 | 6 | Mar-2026 | BCC-CLG-SPEC-508 | 5.08 | FLOORS-ALL | False Ceilings & B | EP-CLG-SPEC | 403960 | 480 | m² | 841.58 | 20 | 4 | 19.2 | 16158 | 4 | 19.2 | 19.2 | 16158 | 16724 | 16724 | -566 | 0 | 0.9662 | 1 | 418092 | -14132 | 4.14 | 838 | 838 | 854 | 14195 | GREEN | 3.51 | Low | 0.9661 | 1.0351
739 | 7 | Apr-2026 | BCC-CLG-SPEC-508 | 5.08 | FLOORS-ALL | False Ceilings & B | EP-CLG-SPEC | 403960 | 480 | m² | 841.58 | 20 | 5.58 | 26.7672 | 22541 | 5.58 | 26.7672 | 26.7672 | 22541 | 23341 | 23341 | -800 | 0 | 0.9657 | 1 | 418308 | -14348 | 5.78 | 1745 | 1169 | 1180 | 19247 | GREEN | 3.62 | Low | 0.9651 | 1.0362
740 | 8 | May-2026 | BCC-CLG-SPEC-508 | 5.08 | FLOORS-ALL | False Ceilings & B | EP-CLG-SPEC | 403960 | 480 | m² | 841.58 | 20 | 6.76 | 32.4253 | 27308 | 6.76 | 32.4253 | 32.4253 | 27308 | 28303 | 28303 | -995 | 0 | 0.9648 | 1 | 418697 | -14737 | 7.01 | 1194 | 1398 | 1409 | 24302 | GREEN | 3.72 | Low | 0.9641 | 1.0372
741 | 9 | Jun-2026 | BCC-CLG-SPEC-508 | 5.08 | FLOORS-ALL | False Ceilings & B | EP-CLG-SPEC | 403960 | 480 | m² | 841.58 | 20 | 7.46 | 35.8034 | 30135 | 7.46 | 35.8034 | 35.8034 | 30135 | 31285 | 31285 | -1150 | 0 | 0.9632 | 1 | 419393 | -15433 | 7.74 | 1832 | 1572 | 1567 | 26313 | GREEN | 3.83 | Low | 0.9631 | 1.0383
742 | 10 | Jul-2026 | BCC-CLG-SPEC-508 | 5.08 | FLOORS-ALL | False Ceilings & B | EP-CLG-SPEC | 403960 | 480 | m² | 841.58 | 20 | 7.82 | 37.5564 | 31590 | 7.82 | 37.5564 | 37.5564 | 31590 | 32851 | 32851 | -1261 | 0 | 0.9616 | 1 | 420091 | -16131 | 8.13 | 2298 | 1682 | 1630 | 27242 | GREEN | 3.94 | Low | 0.9621 | 1.0394
743 | 11 | Aug-2026 | BCC-CLG-SPEC-508 | 5.08 | FLOORS-ALL | False Ceilings & B | EP-CLG-SPEC | 403960 | 480 | m² | 841.58 | 20 | 13 | 38.4 | 52515 | 8 | 38.4 | 38.4 | 32317 | 33757 | 33757 | -1440 | -20198 | 0.9573 | 0.6154 | 421977 | -18017 | 8.36 | 1676 | 1667 | 1706 | 28708 | GREEN | 4.46 | Low | 0.9573 | 1.0446
744 | 12 | Sep-2026 | BCC-CLG-SPEC-508 | 5.08 | FLOORS-ALL | False Ceilings & B | EP-CLG-SPEC | 403960 | 480 | m² | 841.58 | 20 | 11 | 52.8 | 44436 | 11 | 52.8 | 52.8 | 44436 | 45869 | 45869 | -1433 | 0 | 0.9688 | 1 | 416972 | -13012 | 11.35 | 2043 | 2307 | 2239 | 39281 | GREEN | 3.23 | Low | 0.9687 | 1.0323
745 | 1 | Oct-2025 | BCC-CLG-BULK-509 | 5.09 | FLOORS-ALL | False Ceilings & B | EP-CLG-BULK | 751438 | 1850 | lin.m | 406.18 | 20 | 0 | 0 | 0 | 0 | 0 | 0 | 0 | 0 | 0 | 0 | 0 | - | - | 751438 | 0 | 0 | 0 | 0 | 0 | 0 | NOT STARTED | 0 | Low | - | 1
746 | 2 | Nov-2025 | BCC-CLG-BULK-509 | 5.09 | FLOORS-ALL | False Ceilings & B | EP-CLG-BULK | 751438 | 1850 | lin.m | 406.18 | 20 | 0.18 | 3.2515 | 135259 | 0.18 | 3.2515 | 3.2515 | 135259 | 1372 | 1372 | 133887 | 0 | 98.5853 | 1 | 7622 | 743816 | 0.18 | 53 | 69 | 68 | 1183 | GREEN | 3.87 | Low | 0.9627 | 1.0387
747 | 3 | Dec-2025 | BCC-CLG-BULK-509 | 5.09 | FLOORS-ALL | False Ceilings & B | EP-CLG-BULK | 751438 | 1850 | lin.m | 406.18 | 20 | 0.54 | 10.0076 | 405777 | 0.54 | 10.0076 | 10.0076 | 405777 | 4226 | 4226 | 401551 | 0 | 96.0192 | 1 | 7826 | 743612 | 0.56 | 235 | 206 | 207 | 3577 | GREEN | 3.97 | Low | 0.9618 | 1.0397
748 | 4 | Jan-2026 | BCC-CLG-BULK-509 | 5.09 | FLOORS-ALL | False Ceilings & B | EP-CLG-BULK | 751438 | 1850 | lin.m | 406.18 | 20 | 1.24 | 23.0277 | 9318 | 1.24 | 23.0277 | 23.0277 | 9318 | 9735 | 9735 | -417 | 0 | 0.9572 | 1 | 785038 | -33600 | 1.3 | 426 | 486 | 488 | 8335 | GREEN | 4.07 | Low | 0.9609 | 1.0407
749 | 5 | Feb-2026 | BCC-CLG-BULK-509 | 5.09 | FLOORS-ALL | False Ceilings & B | EP-CLG-BULK | 751438 | 1850 | lin.m | 406.18 | 20 | 2.42 | 44.8346 | 18185 | 2.42 | 44.8346 | 44.8346 | 18185 | 18973 | 18973 | -788 | 0 | 0.9585 | 1 | 783974 | -32536 | 2.52 | 958 | 938 | 942 | 16135 | GREEN | 4.19 | Low | 0.9598 | 1.0419
750 | 6 | Mar-2026 | BCC-CLG-BULK-509 | 5.09 | FLOORS-ALL | False Ceilings & B | EP-CLG-BULK | 751438 | 1850 | lin.m | 406.18 | 20 | 4 | 74 | 30058 | 4 | 74 | 74 | 30058 | 31348 | 31348 | -1290 | 0 | 0.9588 | 1 | 783726 | -32288 | 4.17 | 1950 | 1527 | 1552 | 26320 | GREEN | 4.3 | Low | 0.9588 | 1.043
751 | 7 | Apr-2026 | BCC-CLG-BULK-509 | 5.09 | FLOORS-ALL | False Ceilings & B | EP-CLG-BULK | 751438 | 1850 | lin.m | 406.18 | 20 | 5.58 | 103.1654 | 41930 | 5.58 | 103.1654 | 103.1654 | 41930 | 43750 | 43750 | -1820 | 0 | 0.9584 | 1 | 784055 | -32617 | 5.82 | 1268 | 2193 | 2204 | 38085 | GREEN | 4.41 | Low | 0.9578 | 1.0441
752 | 8 | May-2026 | BCC-CLG-BULK-509 | 5.09 | FLOORS-ALL | False Ceilings & B | EP-CLG-BULK | 751438 | 1850 | lin.m | 406.18 | 20 | 6.76 | 124.9723 | 50797 | 6.76 | 124.9723 | 124.9723 | 50797 | 53052 | 53052 | -2255 | 0 | 0.9575 | 1 | 784792 | -33354 | 7.06 | 1869 | 2576 | 2707 | 45901 | GREEN | 4.52 | Low | 0.9568 | 1.0451
753 | 9 | Jun-2026 | BCC-CLG-BULK-509 | 5.09 | FLOORS-ALL | False Ceilings & B | EP-CLG-BULK | 751438 | 1850 | lin.m | 406.18 | 20 | 7.46 | 137.9924 | 56057 | 7.46 | 137.9924 | 137.9924 | 56057 | 58641 | 58641 | -2584 | 0 | 0.9559 | 1 | 786103 | -34665 | 7.8 | 3025 | 2941 | 2914 | 49761 | GREEN | 4.62 | Low | 0.9558 | 1.0462
754 | 10 | Jul-2026 | BCC-CLG-BULK-509 | 5.09 | FLOORS-ALL | False Ceilings & B | EP-CLG-BULK | 751438 | 1850 | lin.m | 406.18 | 20 | 7.82 | 144.7485 | 58762 | 7.82 | 144.7485 | 144.7485 | 58762 | 61576 | 61576 | -2814 | 0 | 0.9543 | 1 | 787423 | -35985 | 8.19 | 4024 | 3090 | 3135 | 51327 | GREEN | 4.73 | Low | 0.9548 | 1.0473
755 | 11 | Aug-2026 | BCC-CLG-BULK-509 | 5.09 | FLOORS-ALL | False Ceilings & B | EP-CLG-BULK | 751438 | 1850 | lin.m | 406.18 | 20 | 8 | 148 | 60115 | 8 | 148 | 148 | 60115 | 61935 | 61935 | -1820 | 0 | 0.9706 | 1 | 774199 | -22761 | 8.24 | 2290 | 3099 | 3116 | 53431 | GREEN | 3.03 | Low | 0.9706 | 1.0303
756 | 12 | Sep-2026 | BCC-CLG-BULK-509 | 5.09 | FLOORS-ALL | False Ceilings & B | EP-CLG-BULK | 751438 | 1850 | lin.m | 406.18 | 20 | 9 | 166.5 | 67629 | 9 | 166.5 | 166.5 | 67629 | 68420 | 68420 | -791 | 0 | 0.9884 | 1 | 760254 | -8816 | 9.11 | 2857 | 3486 | 3368 | 58709 | GREEN | 1.17 | Low | 0.9884 | 1.0117
757 | 1 | Oct-2025 | BCC-CLG-BULK-510 | 5.10 | FLOORS-ALL | False Ceilings & B | EP-CLG-BULK | 253021 | 480 | lin.m | 527.13 | 20 | 0 | 0 | 0 | 0 | 0 | 0 | 0 | 0 | 0 | 0 | 0 | - | - | 253021 | 0 | 0 | 0 | 0 | 0 | 0 | NOT STARTED | 0 | Low | - | 1
758 | 2 | Nov-2025 | BCC-CLG-BULK-510 | 5.10 | FLOORS-ALL | False Ceilings & B | EP-CLG-BULK | 253021 | 480 | lin.m | 527.13 | 20 | 0 | 0 | 0 | 0 | 0 | 0 | 0 | 0 | 0 | 0 | 0 | - | - | 253021 | 0 | 0 | 0 | 0 | 0 | 0 | NOT STARTED | 0 | Low | - | 1
759 | 3 | Dec-2025 | BCC-CLG-BULK-510 | 5.10 | FLOORS-ALL | False Ceilings & B | EP-CLG-BULK | 253021 | 480 | lin.m | 527.13 | 20 | 0 | 0 | 0 | 0 | 0 | 0 | 0 | 0 | 0 | 0 | 0 | - | - | 253021 | 0 | 0 | 0 | 0 | 0 | 0 | NOT STARTED | 0 | Low | - | 1
760 | 4 | Jan-2026 | BCC-CLG-BULK-510 | 5.10 | FLOORS-ALL | False Ceilings & B | EP-CLG-BULK | 253021 | 480 | lin.m | 527.13 | 20 | 0 | 0 | 0 | 0 | 0 | 0 | 0 | 0 | 0 | 0 | 0 | - | - | 253021 | 0 | 0 | 0 | 0 | 0 | 0 | NOT STARTED | 0 | Low | - | 1
761 | 5 | Feb-2026 | BCC-CLG-BULK-510 | 5.10 | FLOORS-ALL | False Ceilings & B | EP-CLG-BULK | 253021 | 480 | lin.m | 527.13 | 20 | 0 | 0 | 0 | 0 | 0 | 0 | 0 | 0 | 0 | 0 | 0 | - | - | 253021 | 0 | 0 | 0 | 0 | 0 | 0 | NOT STARTED | 0 | Low | - | 1
762 | 6 | Mar-2026 | BCC-CLG-BULK-510 | 5.10 | FLOORS-ALL | False Ceilings & B | EP-CLG-BULK | 253021 | 480 | lin.m | 527.13 | 20 | 0 | 0 | 0 | 0 | 0 | 0 | 0 | 0 | 0 | 0 | 0 | - | - | 253021 | 0 | 0 | 0 | 0 | 0 | 0 | NOT STARTED | 0 | Low | - | 1
763 | 7 | Apr-2026 | BCC-CLG-BULK-510 | 5.10 | FLOORS-ALL | False Ceilings & B | EP-CLG-BULK | 253021 | 480 | lin.m | 527.13 | 20 | 0 | 0 | 0 | 0 | 0 | 0 | 0 | 0 | 0 | 0 | 0 | - | - | 253021 | 0 | 0 | 0 | 0 | 0 | 0 | NOT STARTED | 0 | Low | - | 1
764 | 8 | May-2026 | BCC-CLG-BULK-510 | 5.10 | FLOORS-ALL | False Ceilings & B | EP-CLG-BULK | 253021 | 480 | lin.m | 527.13 | 20 | 0 | 0 | 0 | 0 | 0 | 0 | 0 | 0 | 0 | 0 | 0 | - | - | 253021 | 0 | 0 | 0 | 0 | 0 | 0 | NOT STARTED | 0 | Low | - | 1
765 | 9 | Jun-2026 | BCC-CLG-BULK-510 | 5.10 | FLOORS-ALL | False Ceilings & B | EP-CLG-BULK | 253021 | 480 | lin.m | 527.13 | 20 | 0 | 0 | 0 | 0 | 0 | 0 | 0 | 0 | 0 | 0 | 0 | - | - | 253021 | 0 | 0 | 0 | 0 | 0 | 0 | NOT STARTED | 0 | Low | - | 1
766 | 10 | Jul-2026 | BCC-CLG-BULK-510 | 5.10 | FLOORS-ALL | False Ceilings & B | EP-CLG-BULK | 253021 | 480 | lin.m | 527.13 | 20 | 0 | 0 | 0 | 0 | 0 | 0 | 0 | 0 | 0 | 0 | 0 | - | - | 253021 | 0 | 0 | 0 | 0 | 0 | 0 | NOT STARTED | 0 | Low | - | 1
767 | 11 | Aug-2026 | BCC-CLG-BULK-510 | 5.10 | FLOORS-ALL | False Ceilings & B | EP-CLG-BULK | 253021 | 480 | lin.m | 527.13 | 20 | 12 | 0 | 30363 | 0 | 0 | 0 | 0 | 0 | 0 | 0 | -30363 | - | - | 253021 | 0 | 0 | 0 | 0 | 0 | 0 | NOT STARTED | 0 | Low | - | 1
768 | 12 | Sep-2026 | BCC-CLG-BULK-510 | 5.10 | FLOORS-ALL | False Ceilings & B | EP-CLG-BULK | 253021 | 480 | lin.m | 527.13 | 20 | 12 | 57.6 | 30363 | 12 | 57.6 | 57.6 | 30363 | 30972 | 30972 | -609 | 0 | 0.9803 | 1 | 258105 | -5084 | 12.24 | 1069 | 1507 | 1513 | 26883 | GREEN | 2.01 | Low | 0.9803 | 1.0201
769 | 1 | Oct-2025 | BCC-CLG-BULK-511 | 5.11 | FLOORS-ALL | False Ceilings & B | EP-CLG-BULK | 137769 | 380 | lin.m | 362.55 | 20 | 0 | 0 | 0 | 0 | 0 | 0 | 0 | 0 | 0 | 0 | 0 | - | - | 137769 | 0 | 0 | 0 | 0 | 0 | 0 | NOT STARTED | 0 | Low | - | 1
770 | 2 | Nov-2025 | BCC-CLG-BULK-511 | 5.11 | FLOORS-ALL | False Ceilings & B | EP-CLG-BULK | 137769 | 380 | lin.m | 362.55 | 20 | 0.04 | 0.167 | 5511 | 0.04 | 0.167 | 0.167 | 5511 | 62 | 62 | 5449 | 0 | 88.8871 | 1 | 1550 | 136219 | 0.05 | 2 | 3 | 3 | 54 | GREEN | 2.6 | Low | 0.9747 | 1.026
771 | 3 | Dec-2025 | BCC-CLG-BULK-511 | 5.11 | FLOORS-ALL | False Ceilings & B | EP-CLG-BULK | 137769 | 380 | lin.m | 362.55 | 20 | 0.14 | 0.5139 | 19288 | 0.14 | 0.5139 | 0.5139 | 19288 | 191 | 191 | 19097 | 0 | 100.9843 | 1 | 1364 | 136405 | 0.14 | 7 | 9 | 9 | 165 | GREEN | 2.53 | Low | 0.9753 | 1.0253
772 | 4 | Jan-2026 | BCC-CLG-BULK-511 | 5.11 | FLOORS-ALL | False Ceilings & B | EP-CLG-BULK | 137769 | 380 | lin.m | 362.55 | 20 | 0.31 | 1.1825 | 42708 | 0.31 | 1.1825 | 1.1825 | 42708 | 440 | 440 | 42268 | 0 | 97.0636 | 1 | 1419 | 136350 | 0.32 | 21 | 23 | 22 | 374 | GREEN | 2.75 | Low | 0.9732 | 1.0275
773 | 5 | Feb-2026 | BCC-CLG-BULK-511 | 5.11 | FLOORS-ALL | False Ceilings & B | EP-CLG-BULK | 137769 | 380 | lin.m | 362.55 | 20 | 0.61 | 2.3023 | 84039 | 0.61 | 2.3023 | 2.3023 | 84039 | 859 | 859 | 83180 | 0 | 97.8335 | 1 | 1408 | 136361 | 0.62 | 38 | 43 | 43 | 735 | GREEN | 2.92 | Low | 0.9716 | 1.0292
774 | 6 | Mar-2026 | BCC-CLG-BULK-511 | 5.11 | FLOORS-ALL | False Ceilings & B | EP-CLG-BULK | 137769 | 380 | lin.m | 362.55 | 20 | 1 | 3.8 | 137769 | 1 | 3.8 | 3.8 | 137769 | 1420 | 1420 | 136349 | 0 | 97.0204 | 1 | 1420 | 136349 | 1.03 | 98 | 69 | 69 | 1183 | GREEN | 3.03 | Low | 0.9706 | 1.0303
775 | 7 | Apr-2026 | BCC-CLG-BULK-511 | 5.11 | FLOORS-ALL | False Ceilings & B | EP-CLG-BULK | 137769 | 380 | lin.m | 362.55 | 20 | 1.39 | 5.2977 | 1915 | 1.39 | 5.2977 | 5.2977 | 1915 | 1981 | 1981 | -66 | 0 | 0.9667 | 1 | 142514 | -4745 | 1.44 | 121 | 99 | 101 | 1660 | GREEN | 3.16 | Low | 0.9694 | 1.0316
776 | 8 | May-2026 | BCC-CLG-BULK-511 | 5.11 | FLOORS-ALL | False Ceilings & B | EP-CLG-BULK | 137769 | 380 | lin.m | 362.55 | 20 | 1.69 | 6.4175 | 2328 | 1.69 | 6.4175 | 6.4175 | 2328 | 2402 | 2402 | -74 | 0 | 0.9692 | 1 | 142147 | -4378 | 1.74 | 101 | 122 | 118 | 2061 | GREEN | 3.25 | Low | 0.9685 | 1.0325
777 | 9 | Jun-2026 | BCC-CLG-BULK-511 | 5.11 | FLOORS-ALL | False Ceilings & B | EP-CLG-BULK | 137769 | 380 | lin.m | 362.55 | 20 | 1.86 | 7.0861 | 2562 | 1.86 | 7.0861 | 7.0861 | 2562 | 2656 | 2656 | -94 | 0 | 0.9646 | 1 | 142825 | -5056 | 1.93 | 183 | 131 | 133 | 2208 | GREEN | 3.37 | Low | 0.9674 | 1.0337
778 | 10 | Jul-2026 | BCC-CLG-BULK-511 | 5.11 | FLOORS-ALL | False Ceilings & B | EP-CLG-BULK | 137769 | 380 | lin.m | 362.55 | 20 | 1.96 | 7.433 | 2700 | 1.96 | 7.433 | 7.433 | 2700 | 2788 | 2788 | -88 | 0 | 0.9684 | 1 | 142264 | -4495 | 2.02 | 198 | 139 | 137 | 2314 | GREEN | 3.48 | Low | 0.9664 | 1.0348
779 | 11 | Aug-2026 | BCC-CLG-BULK-511 | 5.11 | FLOORS-ALL | False Ceilings & B | EP-CLG-BULK | 137769 | 380 | lin.m | 362.55 | 20 | 15 | 7.6 | 20665 | 2 | 7.6 | 7.6 | 2755 | 2861 | 2861 | -106 | -17910 | 0.963 | 0.1333 | 143062 | -5293 | 2.08 | 191 | 139 | 143 | 2387 | GREEN | 3.85 | Low | 0.9629 | 1.0385
780 | 12 | Sep-2026 | BCC-CLG-BULK-511 | 5.11 | FLOORS-ALL | False Ceilings & B | EP-CLG-BULK | 137769 | 380 | lin.m | 362.55 | 20 | 8 | 30.4 | 11021 | 8 | 30.4 | 30.4 | 11021 | 11284 | 11284 | -263 | 0 | 0.9767 | 1 | 141055 | -3286 | 8.19 | 454 | 554 | 574 | 9703 | GREEN | 2.39 | Low | 0.9767 | 1.0239
781 | 1 | Oct-2025 | BCC-CLG-BULK-512 | 5.12 | FLOORS-ALL | False Ceilings & B | EP-CLG-BULK | 44825 | 85 | No. | 527.35 | 20 | 0 | 0 | 0 | 0 | 0 | 0 | 0 | 0 | 0 | 0 | 0 | - | - | 44825 | 0 | 0 | 0 | 0 | 0 | 0 | NOT STARTED | 0 | Low | - | 1
782 | 2 | Nov-2025 | BCC-CLG-BULK-512 | 5.12 | FLOORS-ALL | False Ceilings & B | EP-CLG-BULK | 44825 | 85 | No. | 527.35 | 20 | 0.2 | 0.1681 | 8965 | 0.2 | 0.1681 | 0.1681 | 8965 | 91 | 91 | 8874 | 0 | 98.5165 | 1 | 455 | 44370 | 0.2 | 2 | 5 | 5 | 79 | GREEN | 1.77 | Low | 0.9826 | 1.0177
783 | 3 | Dec-2025 | BCC-CLG-BULK-512 | 5.12 | FLOORS-ALL | False Ceilings & B | EP-CLG-BULK | 44825 | 85 | No. | 527.35 | 20 | 0.61 | 0.5173 | 27343 | 0.61 | 0.5173 | 0.5173 | 27343 | 277 | 277 | 27066 | 0 | 98.7112 | 1 | 454 | 44371 | 0.62 | 19 | 13 | 14 | 231 | GREEN | 1.73 | Low | 0.983 | 1.0173
784 | 4 | Jan-2026 | BCC-CLG-BULK-512 | 5.12 | FLOORS-ALL | False Ceilings & B | EP-CLG-BULK | 44825 | 85 | No. | 527.35 | 20 | 1.4 | 1.1903 | 628 | 1.4 | 1.1903 | 1.1903 | 628 | 639 | 639 | -11 | 0 | 0.9828 | 1 | 45609 | -784 | 1.43 | 49 | 31 | 31 | 528 | GREEN | 1.88 | Low | 0.9815 | 1.0189
785 | 5 | Feb-2026 | BCC-CLG-BULK-512 | 5.12 | FLOORS-ALL | False Ceilings & B | EP-CLG-BULK | 44825 | 85 | No. | 527.35 | 20 | 2.73 | 2.3175 | 1224 | 2.73 | 2.3175 | 2.3175 | 1224 | 1247 | 1247 | -23 | 0 | 0.9816 | 1 | 45665 | -840 | 2.78 | 75 | 61 | 63 | 1048 | GREEN | 2.06 | Low | 0.9798 | 1.0206
786 | 6 | Mar-2026 | BCC-CLG-BULK-512 | 5.12 | FLOORS-ALL | False Ceilings & B | EP-CLG-BULK | 44825 | 85 | No. | 527.35 | 20 | 4.5 | 3.825 | 2017 | 4.5 | 3.825 | 3.825 | 2017 | 2061 | 2061 | -44 | 0 | 0.9787 | 1 | 45801 | -976 | 4.6 | 128 | 105 | 104 | 1724 | GREEN | 2.15 | Low | 0.979 | 1.0215
787 | 7 | Apr-2026 | BCC-CLG-BULK-512 | 5.12 | FLOORS-ALL | False Ceilings & B | EP-CLG-BULK | 44825 | 85 | No. | 527.35 | 20 | 6.27 | 5.3325 | 2811 | 6.27 | 5.3325 | 5.3325 | 2811 | 2875 | 2875 | -64 | 0 | 0.9777 | 1 | 45847 | -1022 | 6.41 | 172 | 142 | 145 | 2416 | GREEN | 2.24 | Low | 0.9781 | 1.0224
788 | 8 | May-2026 | BCC-CLG-BULK-512 | 5.12 | FLOORS-ALL | False Ceilings & B | EP-CLG-BULK | 44825 | 85 | No. | 527.35 | 20 | 7.6 | 6.4597 | 3407 | 7.6 | 6.4597 | 6.4597 | 3407 | 3487 | 3487 | -80 | 0 | 0.9771 | 1 | 45876 | -1051 | 7.78 | 209 | 172 | 172 | 2934 | GREEN | 2.35 | Low | 0.977 | 1.0235
789 | 9 | Jun-2026 | BCC-CLG-BULK-512 | 5.12 | FLOORS-ALL | False Ceilings & B | EP-CLG-BULK | 44825 | 85 | No. | 527.35 | 20 | 8.39 | 7.1327 | 3761 | 8.39 | 7.1327 | 7.1327 | 3761 | 3854 | 3854 | -93 | 0 | 0.9759 | 1 | 45932 | -1107 | 8.6 | 223 | 198 | 195 | 3237 | GREEN | 2.45 | Low | 0.9761 | 1.0245
790 | 10 | Jul-2026 | BCC-CLG-BULK-512 | 5.12 | FLOORS-ALL | False Ceilings & B | EP-CLG-BULK | 44825 | 85 | No. | 527.35 | 20 | 8.8 | 7.4819 | 3945 | 8.8 | 7.4819 | 7.4819 | 3945 | 4046 | 4046 | -101 | 0 | 0.975 | 1 | 45974 | -1149 | 9.03 | 245 | 209 | 206 | 3387 | GREEN | 2.55 | Low | 0.9751 | 1.0255
791 | 11 | Aug-2026 | BCC-CLG-BULK-512 | 5.12 | FLOORS-ALL | False Ceilings & B | EP-CLG-BULK | 44825 | 85 | No. | 527.35 | 20 | 9 | 7.65 | 4034 | 9 | 7.65 | 7.65 | 4034 | 4209 | 4209 | -175 | 0 | 0.9584 | 1 | 46771 | -1946 | 9.39 | 134 | 206 | 214 | 3654 | GREEN | 4.33 | Low | 0.9585 | 1.0433
792 | 12 | Sep-2026 | BCC-CLG-BULK-512 | 5.12 | FLOORS-ALL | False Ceilings & B | EP-CLG-BULK | 44825 | 85 | No. | 527.35 | 20 | 12 | 10.2 | 5379 | 12 | 10.2 | 10.2 | 5379 | 5528 | 5528 | -149 | 0 | 0.973 | 1 | 46069 | -1244 | 12.33 | 243 | 281 | 277 | 4726 | GREEN | 2.76 | Low | 0.9731 | 1.0277
793 | 1 | Oct-2025 | BCC-INS-WALL-601 | 6.01 | FLOORS-ALL | Insulation & Tilin | EP-INS-WALL | 1150201 | 6500 | m² | 176.95 | 20 | 0 | 0 | 0 | 0 | 0 | 0 | 0 | 0 | 0 | 0 | 0 | - | - | 1150201 | 0 | 0 | 0 | 0 | 0 | 0 | NOT STARTED | 0 | Low | - | 1
794 | 2 | Nov-2025 | BCC-INS-WALL-601 | 6.01 | FLOORS-ALL | Insulation & Tilin | EP-INS-WALL | 1150201 | 6500 | m² | 176.95 | 20 | 0 | 0 | 0 | 0 | 0 | 0 | 0 | 0 | 0 | 0 | 0 | - | - | 1150201 | 0 | 0 | 0 | 0 | 0 | 0 | NOT STARTED | 0 | Low | - | 1
795 | 3 | Dec-2025 | BCC-INS-WALL-601 | 6.01 | FLOORS-ALL | Insulation & Tilin | EP-INS-WALL | 1150201 | 6500 | m² | 176.95 | 20 | 0 | 0 | 0 | 0 | 0 | 0 | 0 | 0 | 0 | 0 | 0 | - | - | 1150201 | 0 | 0 | 0 | 0 | 0 | 0 | NOT STARTED | 0 | Low | - | 1
796 | 4 | Jan-2026 | BCC-INS-WALL-601 | 6.01 | FLOORS-ALL | Insulation & Tilin | EP-INS-WALL | 1150201 | 6500 | m² | 176.95 | 20 | 0 | 0 | 0 | 0 | 0 | 0 | 0 | 0 | 0 | 0 | 0 | - | - | 1150201 | 0 | 0 | 0 | 0 | 0 | 0 | NOT STARTED | 0 | Low | - | 1
797 | 5 | Feb-2026 | BCC-INS-WALL-601 | 6.01 | FLOORS-ALL | Insulation & Tilin | EP-INS-WALL | 1150201 | 6500 | m² | 176.95 | 20 | 0 | 0 | 0 | 0 | 0 | 0 | 0 | 0 | 0 | 0 | 0 | - | - | 1150201 | 0 | 0 | 0 | 0 | 0 | 0 | NOT STARTED | 0 | Low | - | 1
798 | 6 | Mar-2026 | BCC-INS-WALL-601 | 6.01 | FLOORS-ALL | Insulation & Tilin | EP-INS-WALL | 1150201 | 6500 | m² | 176.95 | 20 | 0 | 0 | 0 | 0 | 0 | 0 | 0 | 0 | 0 | 0 | 0 | - | - | 1150201 | 0 | 0 | 0 | 0 | 0 | 0 | NOT STARTED | 0 | Low | - | 1
799 | 7 | Apr-2026 | BCC-INS-WALL-601 | 6.01 | FLOORS-ALL | Insulation & Tilin | EP-INS-WALL | 1150201 | 6500 | m² | 176.95 | 20 | 0 | 0 | 0 | 0 | 0 | 0 | 0 | 0 | 0 | 0 | 0 | - | - | 1150201 | 0 | 0 | 0 | 0 | 0 | 0 | NOT STARTED | 0 | Low | - | 1
800 | 8 | May-2026 | BCC-INS-WALL-601 | 6.01 | FLOORS-ALL | Insulation & Tilin | EP-INS-WALL | 1150201 | 6500 | m² | 176.95 | 20 | 0 | 0 | 0 | 0 | 0 | 0 | 0 | 0 | 0 | 0 | 0 | - | - | 1150201 | 0 | 0 | 0 | 0 | 0 | 0 | NOT STARTED | 0 | Low | - | 1
801 | 9 | Jun-2026 | BCC-INS-WALL-601 | 6.01 | FLOORS-ALL | Insulation & Tilin | EP-INS-WALL | 1150201 | 6500 | m² | 176.95 | 20 | 0 | 0 | 0 | 0 | 0 | 0 | 0 | 0 | 0 | 0 | 0 | - | - | 1150201 | 0 | 0 | 0 | 0 | 0 | 0 | NOT STARTED | 0 | Low | - | 1
802 | 10 | Jul-2026 | BCC-INS-WALL-601 | 6.01 | FLOORS-ALL | Insulation & Tilin | EP-INS-WALL | 1150201 | 6500 | m² | 176.95 | 20 | 0 | 0 | 0 | 0 | 0 | 0 | 0 | 0 | 0 | 0 | 0 | - | - | 1150201 | 0 | 0 | 0 | 0 | 0 | 0 | NOT STARTED | 0 | Low | - | 1
803 | 11 | Aug-2026 | BCC-INS-WALL-601 | 6.01 | FLOORS-ALL | Insulation & Tilin | EP-INS-WALL | 1150201 | 6500 | m² | 176.95 | 20 | 0 | 0 | 0 | 0 | 0 | 0 | 0 | 0 | 0 | 0 | 0 | - | - | 1150201 | 0 | 0 | 0 | 0 | 0 | 0 | NOT STARTED | 0 | Low | - | 1
804 | 12 | Sep-2026 | BCC-INS-WALL-601 | 6.01 | FLOORS-ALL | Insulation & Tilin | EP-INS-WALL | 1150201 | 6500 | m² | 176.95 | 20 | 0 | 0 | 0 | 0 | 0 | 0 | 0 | 0 | 0 | 0 | 0 | - | - | 1150201 | 0 | 0 | 0 | 0 | 0 | 0 | NOT STARTED | 0 | Low | - | 1
805 | 1 | Oct-2025 | BCC-INS-WALL-602 | 6.02 | FLOORS-ALL | Insulation & Tilin | EP-INS-WALL | 418770 | 3200 | m² | 130.87 | 20 | 0 | 0 | 0 | 0 | 0 | 0 | 0 | 0 | 0 | 0 | 0 | - | - | 418770 | 0 | 0 | 0 | 0 | 0 | 0 | NOT STARTED | 0 | Low | - | 1
806 | 2 | Nov-2025 | BCC-INS-WALL-602 | 6.02 | FLOORS-ALL | Insulation & Tilin | EP-INS-WALL | 418770 | 3200 | m² | 130.87 | 20 | 0.11 | 3.5152 | 46065 | 0.11 | 3.5152 | 3.5152 | 46065 | 480 | 480 | 45585 | 0 | 95.9688 | 1 | 4364 | 414406 | 0.11 | 266 | 165 | 49 | 0 | GREEN | 4.45 | Low | 0.9574 | 1.0445
807 | 3 | Dec-2025 | BCC-INS-WALL-602 | 6.02 | FLOORS-ALL | Insulation & Tilin | EP-INS-WALL | 418770 | 3200 | m² | 130.87 | 20 | 0.34 | 10.819 | 142382 | 0.34 | 10.819 | 10.819 | 142382 | 1480 | 1480 | 140902 | 0 | 96.2041 | 1 | 4353 | 414417 | 0.35 | 809 | 524 | 147 | 0 | GREEN | 4.56 | Low | 0.9564 | 1.0456
808 | 4 | Jan-2026 | BCC-INS-WALL-602 | 6.02 | FLOORS-ALL | Insulation & Tilin | EP-INS-WALL | 418770 | 3200 | m² | 130.87 | 20 | 0.78 | 24.8948 | 326640 | 0.78 | 24.8948 | 24.8948 | 326640 | 3409 | 3409 | 323231 | 0 | 95.817 | 1 | 4371 | 414399 | 0.81 | 1879 | 1191 | 339 | 0 | GREEN | 4.67 | Low | 0.9554 | 1.0467
809 | 5 | Feb-2026 | BCC-INS-WALL-602 | 6.02 | FLOORS-ALL | Insulation & Tilin | EP-INS-WALL | 418770 | 3200 | m² | 130.87 | 20 | 1.51 | 48.4699 | 6323 | 1.51 | 48.4699 | 48.4699 | 6323 | 6646 | 6646 | -323 | 0 | 0.9514 | 1 | 440161 | -21391 | 1.59 | 3605 | 2383 | 657 | 0 | GREEN | 4.77 | Low | 0.9545 | 1.0477
810 | 6 | Mar-2026 | BCC-INS-WALL-602 | 6.02 | FLOORS-ALL | Insulation & Tilin | EP-INS-WALL | 418770 | 3200 | m² | 130.87 | 20 | 2.5 | 80 | 10469 | 2.5 | 80 | 80 | 10469 | 10980 | 10980 | -511 | 0 | 0.9535 | 1 | 439192 | -20422 | 2.62 | 6089 | 3791 | 1099 | 0 | GREEN | 4.88 | Low | 0.9535 | 1.0488
811 | 7 | Apr-2026 | BCC-INS-WALL-602 | 6.02 | FLOORS-ALL | Insulation & Tilin | EP-INS-WALL | 418770 | 3200 | m² | 130.87 | 20 | 3.49 | 111.5301 | 14615 | 3.49 | 111.5301 | 111.5301 | 14615 | 15323 | 15323 | -708 | 0 | 0.9538 | 1 | 439054 | -20284 | 3.66 | 8543 | 5294 | 1487 | 0 | GREEN | 4.99 | Low | 0.9525 | 1.0499
812 | 8 | May-2026 | BCC-INS-WALL-602 | 6.02 | FLOORS-ALL | Insulation & Tilin | EP-INS-WALL | 418770 | 3200 | m² | 130.87 | 20 | 4.22 | 135.1052 | 17672 | 4.22 | 135.1052 | 135.1052 | 17672 | 18581 | 18581 | -909 | 0 | 0.9511 | 1 | 440301 | -21531 | 4.44 | 10394 | 6350 | 1836 | 0 | GREEN | 5.1 | Low | 0.9515 | 1.051
813 | 9 | Jun-2026 | BCC-INS-WALL-602 | 6.02 | FLOORS-ALL | Insulation & Tilin | EP-INS-WALL | 418770 | 3200 | m² | 130.87 | 20 | 4.66 | 149.181 | 19515 | 4.66 | 149.181 | 149.181 | 19515 | 20539 | 20539 | -1024 | 0 | 0.9501 | 1 | 440763 | -21993 | 4.9 | 11231 | 7287 | 2021 | 0 | GREEN | 5.21 | Low | 0.9505 | 1.0521
814 | 10 | Jul-2026 | BCC-INS-WALL-602 | 6.02 | FLOORS-ALL | Insulation & Tilin | EP-INS-WALL | 418770 | 3200 | m² | 130.87 | 20 | 4.89 | 156.4848 | 20478 | 4.89 | 156.4848 | 156.4848 | 20478 | 21568 | 21568 | -1090 | 0 | 0.9495 | 1 | 441043 | -22273 | 5.15 | 11985 | 7414 | 2169 | 0 | AMBER | 5.32 | Medium | 0.9495 | 1.0532
815 | 11 | Aug-2026 | BCC-INS-WALL-602 | 6.02 | FLOORS-ALL | Insulation & Tilin | EP-INS-WALL | 418770 | 3200 | m² | 130.87 | 20 | 9 | 160 | 37689 | 5 | 160 | 160 | 20938 | 21150 | 21150 | -212 | -16751 | 0.99 | 0.5555 | 423000 | -4230 | 5.05 | 11628 | 7465 | 2058 | 0 | GREEN | 1.01 | Low | 0.99 | 1.0101
816 | 12 | Sep-2026 | BCC-INS-WALL-602 | 6.02 | FLOORS-ALL | Insulation & Tilin | EP-INS-WALL | 418770 | 3200 | m² | 130.87 | 20 | 5 | 160 | 20938 | 5 | 160 | 160 | 20938 | 21461 | 21461 | -523 | 0 | 0.9756 | 1 | 429242 | -10472 | 5.12 | 11709 | 7647 | 2104 | 0 | GREEN | 2.49 | Low | 0.9757 | 1.0249
817 | 1 | Oct-2025 | BCC-INS-WALL-603 | 6.03 | FLOORS-ALL | Insulation & Tilin | EP-INS-WALL | 246182 | 1200 | m² | 205.15 | 20 | 0 | 0 | 0 | 0 | 0 | 0 | 0 | 0 | 0 | 0 | 0 | - | - | 246182 | 0 | 0 | 0 | 0 | 0 | 0 | NOT STARTED | 0 | Low | - | 1
818 | 2 | Nov-2025 | BCC-INS-WALL-603 | 6.03 | FLOORS-ALL | Insulation & Tilin | EP-INS-WALL | 246182 | 1200 | m² | 205.15 | 20 | 0.11 | 1.3182 | 27080 | 0.11 | 1.3182 | 1.3182 | 27080 | 283 | 283 | 26797 | 0 | 95.689 | 1 | 2573 | 243609 | 0.11 | 153 | 102 | 28 | 0 | GREEN | 4.67 | Low | 0.9554 | 1.0467
819 | 3 | Dec-2025 | BCC-INS-WALL-603 | 6.03 | FLOORS-ALL | Insulation & Tilin | EP-INS-WALL | 246182 | 1200 | m² | 205.15 | 20 | 0.34 | 4.0571 | 83702 | 0.34 | 4.0571 | 4.0571 | 83702 | 873 | 873 | 82829 | 0 | 95.8786 | 1 | 2568 | 243614 | 0.35 | 479 | 309 | 86 | 0 | GREEN | 4.92 | Low | 0.9531 | 1.0492
820 | 4 | Jan-2026 | BCC-INS-WALL-603 | 6.03 | FLOORS-ALL | Insulation & Tilin | EP-INS-WALL | 246182 | 1200 | m² | 205.15 | 20 | 0.78 | 9.3355 | 192022 | 0.78 | 9.3355 | 9.3355 | 192022 | 2010 | 2010 | 190012 | 0 | 95.5333 | 1 | 2577 | 243605 | 0.82 | 1099 | 708 | 203 | 0 | GREEN | 4.98 | Low | 0.9526 | 1.0498
821 | 5 | Feb-2026 | BCC-INS-WALL-603 | 6.03 | FLOORS-ALL | Insulation & Tilin | EP-INS-WALL | 246182 | 1200 | m² | 205.15 | 20 | 1.51 | 18.1762 | 3717 | 1.51 | 18.1762 | 18.1762 | 3717 | 3919 | 3919 | -202 | 0 | 0.9485 | 1 | 259549 | -13367 | 1.59 | 2189 | 1332 | 398 | 0 | GREEN | 5.09 | Low | 0.9516 | 1.0509
822 | 6 | Mar-2026 | BCC-INS-WALL-603 | 6.03 | FLOORS-ALL | Insulation & Tilin | EP-INS-WALL | 246182 | 1200 | m² | 205.15 | 20 | 2.5 | 30 | 6155 | 2.5 | 30 | 30 | 6155 | 6475 | 6475 | -320 | 0 | 0.9506 | 1 | 258976 | -12794 | 2.63 | 3591 | 2243 | 641 | 0 | GREEN | 5.21 | Low | 0.9505 | 1.0521
823 | 7 | Apr-2026 | BCC-INS-WALL-603 | 6.03 | FLOORS-ALL | Insulation & Tilin | EP-INS-WALL | 246182 | 1200 | m² | 205.15 | 20 | 3.49 | 41.8238 | 8592 | 3.49 | 41.8238 | 41.8238 | 8592 | 9036 | 9036 | -444 | 0 | 0.9509 | 1 | 258894 | -12712 | 3.67 | 5010 | 3100 | 926 | 0 | AMBER | 5.32 | Medium | 0.9495 | 1.0532
824 | 8 | May-2026 | BCC-INS-WALL-603 | 6.03 | FLOORS-ALL | Insulation & Tilin | EP-INS-WALL | 246182 | 1200 | m² | 205.15 | 20 | 4.22 | 50.6645 | 10389 | 4.22 | 50.6645 | 50.6645 | 10389 | 10957 | 10957 | -568 | 0 | 0.9482 | 1 | 259631 | -13449 | 4.45 | 5937 | 3935 | 1085 | 0 | AMBER | 5.43 | Medium | 0.9485 | 1.0543
825 | 9 | Jun-2026 | BCC-INS-WALL-603 | 6.03 | FLOORS-ALL | Insulation & Tilin | EP-INS-WALL | 246182 | 1200 | m² | 205.15 | 20 | 4.66 | 55.9429 | 11472 | 4.66 | 55.9429 | 55.9429 | 11472 | 12113 | 12113 | -641 | 0 | 0.9471 | 1 | 259933 | -13751 | 4.92 | 6724 | 4143 | 1245 | 0 | AMBER | 5.54 | Medium | 0.9475 | 1.0554
826 | 10 | Jul-2026 | BCC-INS-WALL-603 | 6.03 | FLOORS-ALL | Insulation & Tilin | EP-INS-WALL | 246182 | 1200 | m² | 205.15 | 20 | 4.89 | 58.6818 | 12038 | 4.89 | 58.6818 | 58.6818 | 12038 | 12719 | 12719 | -681 | 0 | 0.9465 | 1 | 260098 | -13916 | 5.17 | 6986 | 4445 | 1288 | 0 | AMBER | 5.65 | Medium | 0.9465 | 1.0565
827 | 11 | Aug-2026 | BCC-INS-WALL-603 | 6.03 | FLOORS-ALL | Insulation & Tilin | EP-INS-WALL | 246182 | 1200 | m² | 205.15 | 20 | 5 | 60 | 12309 | 5 | 60 | 60 | 12309 | 12943 | 12943 | -634 | 0 | 0.951 | 1 | 258866 | -12684 | 5.26 | 7128 | 4525 | 1291 | 0 | GREEN | 5.15 | Low | 0.951 | 1.0515
828 | 12 | Sep-2026 | BCC-INS-WALL-603 | 6.03 | FLOORS-ALL | Insulation & Tilin | EP-INS-WALL | 246182 | 1200 | m² | 205.15 | 20 | 9 | 108 | 22156 | 9 | 108 | 108 | 22156 | 22712 | 22712 | -556 | 0 | 0.9755 | 1 | 252364 | -6182 | 9.23 | 12735 | 7747 | 2230 | 0 | GREEN | 2.5 | Low | 0.9756 | 1.025
829 | 1 | Oct-2025 | BCC-INS-CEIL-604 | 6.04 | FLOORS-ALL | Insulation & Tilin | EP-INS-CEIL | 510808 | 5200 | m² | 98.23 | 20 | 0 | 0 | 0 | 0 | 0 | 0 | 0 | 0 | 0 | 0 | 0 | - | - | 510808 | 0 | 0 | 0 | 0 | 0 | 0 | NOT STARTED | 0 | Low | - | 1
830 | 2 | Nov-2025 | BCC-INS-CEIL-604 | 6.04 | FLOORS-ALL | Insulation & Tilin | EP-INS-CEIL | 510808 | 5200 | m² | 98.23 | 20 | 0.09 | 4.5697 | 45973 | 0.09 | 4.5697 | 4.5697 | 45973 | 465 | 465 | 45508 | 0 | 98.8667 | 1 | 5167 | 505641 | 0.09 | 252 | 165 | 48 | 0 | GREEN | 3.51 | Low | 0.9661 | 1.0351
831 | 3 | Dec-2025 | BCC-INS-CEIL-604 | 6.04 | FLOORS-ALL | Insulation & Tilin | EP-INS-CEIL | 510808 | 5200 | m² | 98.23 | 20 | 0.27 | 14.0647 | 137918 | 0.27 | 14.0647 | 14.0647 | 137918 | 1432 | 1432 | 136486 | 0 | 96.3115 | 1 | 5304 | 505504 | 0.28 | 801 | 488 | 143 | 0 | GREEN | 3.65 | Low | 0.9648 | 1.0365
832 | 4 | Jan-2026 | BCC-INS-CEIL-604 | 6.04 | FLOORS-ALL | Insulation & Tilin | EP-INS-CEIL | 510808 | 5200 | m² | 98.23 | 20 | 0.62 | 32.3632 | 316701 | 0.62 | 32.3632 | 32.3632 | 316701 | 3298 | 3298 | 313403 | 0 | 96.0282 | 1 | 5319 | 505489 | 0.65 | 1856 | 1120 | 321 | 0 | GREEN | 3.75 | Low | 0.9639 | 1.0375
833 | 5 | Feb-2026 | BCC-INS-CEIL-604 | 6.04 | FLOORS-ALL | Insulation & Tilin | EP-INS-CEIL | 510808 | 5200 | m² | 98.23 | 20 | 1.21 | 63.0108 | 6181 | 1.21 | 63.0108 | 63.0108 | 6181 | 6428 | 6428 | -247 | 0 | 0.9616 | 1 | 531206 | -20398 | 1.26 | 3483 | 2293 | 652 | 0 | GREEN | 3.85 | Low | 0.9629 | 1.0385
834 | 6 | Mar-2026 | BCC-INS-CEIL-604 | 6.04 | FLOORS-ALL | Insulation & Tilin | EP-INS-CEIL | 510808 | 5200 | m² | 98.23 | 20 | 2 | 104 | 10216 | 2 | 104 | 104 | 10216 | 10620 | 10620 | -404 | 0 | 0.962 | 1 | 530986 | -20178 | 2.08 | 5916 | 3622 | 1083 | 0 | GREEN | 3.95 | Low | 0.962 | 1.0395
835 | 7 | Apr-2026 | BCC-INS-CEIL-604 | 6.04 | FLOORS-ALL | Insulation & Tilin | EP-INS-CEIL | 510808 | 5200 | m² | 98.23 | 20 | 2.79 | 144.9892 | 14252 | 2.79 | 144.9892 | 144.9892 | 14252 | 14821 | 14821 | -569 | 0 | 0.9616 | 1 | 531206 | -20398 | 2.9 | 8030 | 5265 | 1526 | 0 | GREEN | 4.06 | Low | 0.961 | 1.0406
836 | 8 | May-2026 | BCC-INS-CEIL-604 | 6.04 | FLOORS-ALL | Insulation & Tilin | EP-INS-CEIL | 510808 | 5200 | m² | 98.23 | 20 | 3.38 | 175.6368 | 17265 | 3.38 | 175.6368 | 175.6368 | 17265 | 17973 | 17973 | -708 | 0 | 0.9606 | 1 | 531759 | -20951 | 3.52 | 9716 | 6439 | 1819 | 0 | GREEN | 4.17 | Low | 0.96 | 1.0417
837 | 9 | Jun-2026 | BCC-INS-CEIL-604 | 6.04 | FLOORS-ALL | Insulation & Tilin | EP-INS-CEIL | 510808 | 5200 | m² | 98.23 | 20 | 3.73 | 193.9353 | 19053 | 3.73 | 193.9353 | 193.9353 | 19053 | 19866 | 19866 | -813 | 0 | 0.9591 | 1 | 532591 | -21783 | 3.89 | 10946 | 6902 | 2018 | 0 | GREEN | 4.29 | Low | 0.9589 | 1.0429
838 | 10 | Jul-2026 | BCC-INS-CEIL-604 | 6.04 | FLOORS-ALL | Insulation & Tilin | EP-INS-CEIL | 510808 | 5200 | m² | 98.23 | 20 | 3.91 | 203.4303 | 19973 | 3.91 | 203.4303 | 203.4303 | 19973 | 20861 | 20861 | -888 | 0 | 0.9574 | 1 | 533536 | -22728 | 4.08 | 11620 | 7215 | 2026 | 0 | GREEN | 4.38 | Low | 0.958 | 1.0438
839 | 11 | Aug-2026 | BCC-INS-CEIL-604 | 6.04 | FLOORS-ALL | Insulation & Tilin | EP-INS-CEIL | 510808 | 5200 | m² | 98.23 | 20 | 4 | 208 | 20432 | 4 | 208 | 208 | 20432 | 21153 | 21153 | -721 | 0 | 0.9659 | 1 | 528841 | -18033 | 4.14 | 11773 | 7255 | 2124 | 0 | GREEN | 3.53 | Low | 0.9659 | 1.0353
840 | 12 | Sep-2026 | BCC-INS-CEIL-604 | 6.04 | FLOORS-ALL | Insulation & Tilin | EP-INS-CEIL | 510808 | 5200 | m² | 98.23 | 20 | 8 | 416 | 40865 | 8 | 416 | 416 | 40865 | 42128 | 42128 | -1263 | 0 | 0.97 | 1 | 526605 | -15797 | 8.25 | 23595 | 14323 | 4209 | 0 | GREEN | 3.09 | Low | 0.97 | 1.0309
841 | 1 | Oct-2025 | BCC-INS-CEIL-605 | 6.05 | FLOORS-ALL | Insulation & Tilin | EP-INS-CEIL | 463932 | 4200 | m² | 110.46 | 20 | 0 | 0 | 0 | 0 | 0 | 0 | 0 | 0 | 0 | 0 | 0 | - | - | 463932 | 0 | 0 | 0 | 0 | 0 | 0 | NOT STARTED | 0 | Low | - | 1
842 | 2 | Nov-2025 | BCC-INS-CEIL-605 | 6.05 | FLOORS-ALL | Insulation & Tilin | EP-INS-CEIL | 463932 | 4200 | m² | 110.46 | 20 | 0 | 0 | 0 | 0 | 0 | 0 | 0 | 0 | 0 | 0 | 0 | - | - | 463932 | 0 | 0 | 0 | 0 | 0 | 0 | NOT STARTED | 0 | Low | - | 1
843 | 3 | Dec-2025 | BCC-INS-CEIL-605 | 6.05 | FLOORS-ALL | Insulation & Tilin | EP-INS-CEIL | 463932 | 4200 | m² | 110.46 | 20 | 0 | 0 | 0 | 0 | 0 | 0 | 0 | 0 | 0 | 0 | 0 | - | - | 463932 | 0 | 0 | 0 | 0 | 0 | 0 | NOT STARTED | 0 | Low | - | 1
844 | 4 | Jan-2026 | BCC-INS-CEIL-605 | 6.05 | FLOORS-ALL | Insulation & Tilin | EP-INS-CEIL | 463932 | 4200 | m² | 110.46 | 20 | 0 | 0 | 0 | 0 | 0 | 0 | 0 | 0 | 0 | 0 | 0 | - | - | 463932 | 0 | 0 | 0 | 0 | 0 | 0 | NOT STARTED | 0 | Low | - | 1
845 | 5 | Feb-2026 | BCC-INS-CEIL-605 | 6.05 | FLOORS-ALL | Insulation & Tilin | EP-INS-CEIL | 463932 | 4200 | m² | 110.46 | 20 | 0 | 0 | 0 | 0 | 0 | 0 | 0 | 0 | 0 | 0 | 0 | - | - | 463932 | 0 | 0 | 0 | 0 | 0 | 0 | NOT STARTED | 0 | Low | - | 1
846 | 6 | Mar-2026 | BCC-INS-CEIL-605 | 6.05 | FLOORS-ALL | Insulation & Tilin | EP-INS-CEIL | 463932 | 4200 | m² | 110.46 | 20 | 0 | 0 | 0 | 0 | 0 | 0 | 0 | 0 | 0 | 0 | 0 | - | - | 463932 | 0 | 0 | 0 | 0 | 0 | 0 | NOT STARTED | 0 | Low | - | 1
847 | 7 | Apr-2026 | BCC-INS-CEIL-605 | 6.05 | FLOORS-ALL | Insulation & Tilin | EP-INS-CEIL | 463932 | 4200 | m² | 110.46 | 20 | 0 | 0 | 0 | 0 | 0 | 0 | 0 | 0 | 0 | 0 | 0 | - | - | 463932 | 0 | 0 | 0 | 0 | 0 | 0 | NOT STARTED | 0 | Low | - | 1
848 | 8 | May-2026 | BCC-INS-CEIL-605 | 6.05 | FLOORS-ALL | Insulation & Tilin | EP-INS-CEIL | 463932 | 4200 | m² | 110.46 | 20 | 0 | 0 | 0 | 0 | 0 | 0 | 0 | 0 | 0 | 0 | 0 | - | - | 463932 | 0 | 0 | 0 | 0 | 0 | 0 | NOT STARTED | 0 | Low | - | 1
849 | 9 | Jun-2026 | BCC-INS-CEIL-605 | 6.05 | FLOORS-ALL | Insulation & Tilin | EP-INS-CEIL | 463932 | 4200 | m² | 110.46 | 20 | 0 | 0 | 0 | 0 | 0 | 0 | 0 | 0 | 0 | 0 | 0 | - | - | 463932 | 0 | 0 | 0 | 0 | 0 | 0 | NOT STARTED | 0 | Low | - | 1
850 | 10 | Jul-2026 | BCC-INS-CEIL-605 | 6.05 | FLOORS-ALL | Insulation & Tilin | EP-INS-CEIL | 463932 | 4200 | m² | 110.46 | 20 | 0 | 0 | 0 | 0 | 0 | 0 | 0 | 0 | 0 | 0 | 0 | - | - | 463932 | 0 | 0 | 0 | 0 | 0 | 0 | NOT STARTED | 0 | Low | - | 1
851 | 11 | Aug-2026 | BCC-INS-CEIL-605 | 6.05 | FLOORS-ALL | Insulation & Tilin | EP-INS-CEIL | 463932 | 4200 | m² | 110.46 | 20 | 8 | 0 | 37115 | 0 | 0 | 0 | 0 | 0 | 0 | 0 | -37115 | - | - | 463932 | 0 | 0 | 0 | 0 | 0 | 0 | NOT STARTED | 0 | Low | - | 1
852 | 12 | Sep-2026 | BCC-INS-CEIL-605 | 6.05 | FLOORS-ALL | Insulation & Tilin | EP-INS-CEIL | 463932 | 4200 | m² | 110.46 | 20 | 8 | 336 | 37115 | 8 | 336 | 336 | 37115 | 38109 | 38109 | -994 | 0 | 0.9739 | 1 | 476364 | -12432 | 8.21 | 20802 | 13598 | 3709 | 0 | GREEN | 2.68 | Low | 0.9739 | 1.0268
853 | 1 | Oct-2025 | BCC-INS-FLOOR-606 | 6.06 | FLOORS-ALL | Insulation & Tilin | EP-INS-FLOOR | 381551 | 5200 | m² | 73.38 | 20 | 0 | 0 | 0 | 0 | 0 | 0 | 0 | 0 | 0 | 0 | 0 | - | - | 381551 | 0 | 0 | 0 | 0 | 0 | 0 | NOT STARTED | 0 | Low | - | 1
854 | 2 | Nov-2025 | BCC-INS-FLOOR-606 | 6.06 | FLOORS-ALL | Insulation & Tilin | EP-INS-FLOOR | 381551 | 5200 | m² | 73.38 | 20 | 0.13 | 6.8546 | 49602 | 0.13 | 6.8546 | 6.8546 | 49602 | 517 | 517 | 49085 | 0 | 95.942 | 1 | 3977 | 377574 | 0.14 | 282 | 184 | 51 | 0 | GREEN | 2.82 | Low | 0.9726 | 1.0282
855 | 3 | Dec-2025 | BCC-INS-FLOOR-606 | 6.06 | FLOORS-ALL | Insulation & Tilin | EP-INS-FLOOR | 381551 | 5200 | m² | 73.38 | 20 | 0.41 | 21.0971 | 156436 | 0.41 | 21.0971 | 21.0971 | 156436 | 1592 | 1592 | 154844 | 0 | 98.2638 | 1 | 3883 | 377668 | 0.42 | 866 | 564 | 162 | 0 | GREEN | 2.85 | Low | 0.9723 | 1.0285
856 | 4 | Jan-2026 | BCC-INS-FLOOR-606 | 6.06 | FLOORS-ALL | Insulation & Tilin | EP-INS-FLOOR | 381551 | 5200 | m² | 73.38 | 20 | 0.93 | 48.5448 | 354843 | 0.93 | 48.5448 | 48.5448 | 354843 | 3669 | 3669 | 351174 | 0 | 96.7138 | 1 | 3945 | 377606 | 0.96 | 2043 | 1261 | 365 | 0 | GREEN | 2.99 | Low | 0.971 | 1.0299
857 | 5 | Feb-2026 | BCC-INS-FLOOR-606 | 6.06 | FLOORS-ALL | Insulation & Tilin | EP-INS-FLOOR | 381551 | 5200 | m² | 73.38 | 20 | 1.82 | 94.5162 | 6944 | 1.82 | 94.5162 | 94.5162 | 6944 | 7149 | 7149 | -205 | 0 | 0.9713 | 1 | 392825 | -11274 | 1.87 | 3930 | 2490 | 729 | 0 | GREEN | 3.07 | Low | 0.9702 | 1.0307
858 | 6 | Mar-2026 | BCC-INS-FLOOR-606 | 6.06 | FLOORS-ALL | Insulation & Tilin | EP-INS-FLOOR | 381551 | 5200 | m² | 73.38 | 20 | 3 | 156 | 11447 | 3 | 156 | 156 | 11447 | 11811 | 11811 | -364 | 0 | 0.9692 | 1 | 393677 | -12126 | 3.1 | 6373 | 4232 | 1206 | 0 | GREEN | 3.19 | Low | 0.9691 | 1.0319
859 | 7 | Apr-2026 | BCC-INS-FLOOR-606 | 6.06 | FLOORS-ALL | Insulation & Tilin | EP-INS-FLOOR | 381551 | 5200 | m² | 73.38 | 20 | 4.18 | 217.4838 | 15949 | 4.18 | 217.4838 | 217.4838 | 15949 | 16484 | 16484 | -535 | 0 | 0.9675 | 1 | 394368 | -12817 | 4.32 | 9005 | 5820 | 1659 | 0 | GREEN | 3.3 | Low | 0.9681 | 1.033
860 | 8 | May-2026 | BCC-INS-FLOOR-606 | 6.06 | FLOORS-ALL | Insulation & Tilin | EP-INS-FLOOR | 381551 | 5200 | m² | 73.38 | 20 | 5.07 | 263.4552 | 19345 | 5.07 | 263.4552 | 263.4552 | 19345 | 19988 | 19988 | -643 | 0 | 0.9678 | 1 | 394246 | -12695 | 5.24 | 11013 | 6942 | 2033 | 0 | GREEN | 3.4 | Low | 0.9671 | 1.034
861 | 9 | Jun-2026 | BCC-INS-FLOOR-606 | 6.06 | FLOORS-ALL | Insulation & Tilin | EP-INS-FLOOR | 381551 | 5200 | m² | 73.38 | 20 | 5.59 | 290.9029 | 21329 | 5.59 | 290.9029 | 290.9029 | 21329 | 22094 | 22094 | -765 | 0 | 0.9654 | 1 | 395227 | -13676 | 5.79 | 12038 | 7880 | 2176 | 0 | GREEN | 3.51 | Low | 0.9661 | 1.0351
862 | 10 | Jul-2026 | BCC-INS-FLOOR-606 | 6.06 | FLOORS-ALL | Insulation & Tilin | EP-INS-FLOOR | 381551 | 5200 | m² | 73.38 | 20 | 5.87 | 305.1454 | 22397 | 5.87 | 305.1454 | 305.1454 | 22397 | 23199 | 23199 | -802 | 0 | 0.9654 | 1 | 395226 | -13675 | 6.08 | 12991 | 7936 | 2272 | 0 | GREEN | 3.62 | Low | 0.9651 | 1.0362
863 | 11 | Aug-2026 | BCC-INS-FLOOR-606 | 6.06 | FLOORS-ALL | Insulation & Tilin | EP-INS-FLOOR | 381551 | 5200 | m² | 73.38 | 20 | 7 | 312 | 26709 | 6 | 312 | 312 | 22893 | 24108 | 24108 | -1215 | -3816 | 0.9496 | 0.8571 | 401802 | -20251 | 6.32 | 13437 | 8231 | 2440 | 0 | AMBER | 5.31 | Medium | 0.9496 | 1.0531
864 | 12 | Sep-2026 | BCC-INS-FLOOR-606 | 6.06 | FLOORS-ALL | Insulation & Tilin | EP-INS-FLOOR | 381551 | 5200 | m² | 73.38 | 20 | 7 | 364 | 26709 | 7 | 364 | 364 | 26709 | 27868 | 27868 | -1159 | 0 | 0.9584 | 1 | 398113 | -16562 | 7.3 | 15521 | 9508 | 2839 | 0 | GREEN | 4.34 | Low | 0.9584 | 1.0434
865 | 1 | Oct-2025 | BCC-INS-ACST-607 | 6.07 | FLOORS-ALL | Insulation & Tilin | EP-INS-ACST | 490792 | 1800 | m² | 272.66 | 20 | 0 | 0 | 0 | 0 | 0 | 0 | 0 | 0 | 0 | 0 | 0 | - | - | 490792 | 0 | 0 | 0 | 0 | 0 | 0 | NOT STARTED | 0 | Low | - | 1
866 | 2 | Nov-2025 | BCC-INS-ACST-607 | 6.07 | FLOORS-ALL | Insulation & Tilin | EP-INS-ACST | 490792 | 1800 | m² | 272.66 | 20 | 0.04 | 0.7909 | 19632 | 0.04 | 0.7909 | 0.7909 | 19632 | 220 | 220 | 19412 | 0 | 89.2364 | 1 | 5500 | 485292 | 0.04 | 122 | 76 | 23 | 0 | GREEN | 2.19 | Low | 0.9786 | 1.0219
867 | 3 | Dec-2025 | BCC-INS-ACST-607 | 6.07 | FLOORS-ALL | Insulation & Tilin | EP-INS-ACST | 490792 | 1800 | m² | 272.66 | 20 | 0.14 | 2.4343 | 68711 | 0.14 | 2.4343 | 2.4343 | 68711 | 680 | 680 | 68031 | 0 | 101.0456 | 1 | 4857 | 485935 | 0.14 | 371 | 240 | 69 | 0 | GREEN | 2.49 | Low | 0.9757 | 1.0249
868 | 4 | Jan-2026 | BCC-INS-ACST-607 | 6.07 | FLOORS-ALL | Insulation & Tilin | EP-INS-ACST | 490792 | 1800 | m² | 272.66 | 20 | 0.31 | 5.6013 | 152146 | 0.31 | 5.6013 | 5.6013 | 152146 | 1567 | 1567 | 150579 | 0 | 97.0938 | 1 | 5055 | 485737 | 0.32 | 863 | 547 | 157 | 0 | GREEN | 2.57 | Low | 0.9749 | 1.0257
869 | 5 | Feb-2026 | BCC-INS-ACST-607 | 6.07 | FLOORS-ALL | Insulation & Tilin | EP-INS-ACST | 490792 | 1800 | m² | 272.66 | 20 | 0.61 | 10.9057 | 299383 | 0.61 | 10.9057 | 10.9057 | 299383 | 3053 | 3053 | 296330 | 0 | 98.0619 | 1 | 5005 | 485787 | 0.62 | 1678 | 1077 | 298 | 0 | GREEN | 2.68 | Low | 0.9739 | 1.0268
870 | 6 | Mar-2026 | BCC-INS-ACST-607 | 6.07 | FLOORS-ALL | Insulation & Tilin | EP-INS-ACST | 490792 | 1800 | m² | 272.66 | 20 | 1 | 18 | 490792 | 1 | 18 | 18 | 490792 | 5045 | 5045 | 485747 | 0 | 97.2829 | 1 | 5045 | 485747 | 1.03 | 2767 | 1780 | 498 | 0 | GREEN | 2.8 | Low | 0.9728 | 1.028
871 | 7 | Apr-2026 | BCC-INS-ACST-607 | 6.07 | FLOORS-ALL | Insulation & Tilin | EP-INS-ACST | 490792 | 1800 | m² | 272.66 | 20 | 1.39 | 25.0943 | 6822 | 1.39 | 25.0943 | 25.0943 | 6822 | 7041 | 7041 | -219 | 0 | 0.9689 | 1 | 506546 | -15754 | 1.43 | 3908 | 2437 | 696 | 0 | GREEN | 2.9 | Low | 0.9718 | 1.029
872 | 8 | May-2026 | BCC-INS-ACST-607 | 6.07 | FLOORS-ALL | Insulation & Tilin | EP-INS-ACST | 490792 | 1800 | m² | 272.66 | 20 | 1.69 | 30.3987 | 8294 | 1.69 | 30.3987 | 30.3987 | 8294 | 8537 | 8537 | -243 | 0 | 0.9715 | 1 | 505190 | -14398 | 1.74 | 4686 | 2976 | 876 | 0 | GREEN | 3 | Low | 0.9709 | 1.03
873 | 9 | Jun-2026 | BCC-INS-ACST-607 | 6.07 | FLOORS-ALL | Insulation & Tilin | EP-INS-ACST | 490792 | 1800 | m² | 272.66 | 20 | 1.86 | 33.5657 | 9129 | 1.86 | 33.5657 | 33.5657 | 9129 | 9436 | 9436 | -307 | 0 | 0.9675 | 1 | 507279 | -16487 | 1.92 | 5124 | 3390 | 923 | 0 | GREEN | 3.1 | Low | 0.9699 | 1.031
874 | 10 | Jul-2026 | BCC-INS-ACST-607 | 6.07 | FLOORS-ALL | Insulation & Tilin | EP-INS-ACST | 490792 | 1800 | m² | 272.66 | 20 | 1.96 | 35.2091 | 9620 | 1.96 | 35.2091 | 35.2091 | 9620 | 9909 | 9909 | -289 | 0 | 0.9708 | 1 | 505554 | -14762 | 2.02 | 5553 | 3376 | 980 | 0 | GREEN | 3.22 | Low | 0.9688 | 1.0322
875 | 11 | Aug-2026 | BCC-INS-ACST-607 | 6.07 | FLOORS-ALL | Insulation & Tilin | EP-INS-ACST | 490792 | 1800 | m² | 272.66 | 20 | 2 | 36 | 9816 | 2 | 36 | 36 | 9816 | 10039 | 10039 | -223 | 0 | 0.9778 | 1 | 501935 | -11143 | 2.05 | 5587 | 3479 | 974 | 0 | GREEN | 2.28 | Low | 0.9777 | 1.0228
876 | 12 | Sep-2026 | BCC-INS-ACST-607 | 6.07 | FLOORS-ALL | Insulation & Tilin | EP-INS-ACST | 490792 | 1800 | m² | 272.66 | 20 | 9 | 162 | 44171 | 9 | 162 | 162 | 44171 | 44935 | 44935 | -764 | 0 | 0.983 | 1 | 499280 | -8488 | 9.16 | 25066 | 15443 | 4425 | 0 | GREEN | 1.73 | Low | 0.983 | 1.0173
877 | 1 | Oct-2025 | BCC-INS-TILE-608 | 6.08 | FLOORS-ALL | Insulation & Tilin | EP-INS-TILE | 1774811 | 2400 | m² | 739.5 | 20 | 0 | 0 | 0 | 0 | 0 | 0 | 0 | 0 | 0 | 0 | 0 | - | - | 1774811 | 0 | 0 | 0 | 0 | 0 | 0 | NOT STARTED | 0 | Low | - | 1
878 | 2 | Nov-2025 | BCC-INS-TILE-608 | 6.08 | FLOORS-ALL | Insulation & Tilin | EP-INS-TILE | 1774811 | 2400 | m² | 739.5 | 20 | 0 | 0 | 0 | 0 | 0 | 0 | 0 | 0 | 0 | 0 | 0 | - | - | 1774811 | 0 | 0 | 0 | 0 | 0 | 0 | NOT STARTED | 0 | Low | - | 1
879 | 3 | Dec-2025 | BCC-INS-TILE-608 | 6.08 | FLOORS-ALL | Insulation & Tilin | EP-INS-TILE | 1774811 | 2400 | m² | 739.5 | 20 | 0 | 0 | 0 | 0 | 0 | 0 | 0 | 0 | 0 | 0 | 0 | - | - | 1774811 | 0 | 0 | 0 | 0 | 0 | 0 | NOT STARTED | 0 | Low | - | 1
880 | 4 | Jan-2026 | BCC-INS-TILE-608 | 6.08 | FLOORS-ALL | Insulation & Tilin | EP-INS-TILE | 1774811 | 2400 | m² | 739.5 | 20 | 0 | 0 | 0 | 0 | 0 | 0 | 0 | 0 | 0 | 0 | 0 | - | - | 1774811 | 0 | 0 | 0 | 0 | 0 | 0 | NOT STARTED | 0 | Low | - | 1
881 | 5 | Feb-2026 | BCC-INS-TILE-608 | 6.08 | FLOORS-ALL | Insulation & Tilin | EP-INS-TILE | 1774811 | 2400 | m² | 739.5 | 20 | 0 | 0 | 0 | 0 | 0 | 0 | 0 | 0 | 0 | 0 | 0 | - | - | 1774811 | 0 | 0 | 0 | 0 | 0 | 0 | NOT STARTED | 0 | Low | - | 1
882 | 6 | Mar-2026 | BCC-INS-TILE-608 | 6.08 | FLOORS-ALL | Insulation & Tilin | EP-INS-TILE | 1774811 | 2400 | m² | 739.5 | 20 | 0 | 0 | 0 | 0 | 0 | 0 | 0 | 0 | 0 | 0 | 0 | - | - | 1774811 | 0 | 0 | 0 | 0 | 0 | 0 | NOT STARTED | 0 | Low | - | 1
883 | 7 | Apr-2026 | BCC-INS-TILE-608 | 6.08 | FLOORS-ALL | Insulation & Tilin | EP-INS-TILE | 1774811 | 2400 | m² | 739.5 | 20 | 0 | 0 | 0 | 0 | 0 | 0 | 0 | 0 | 0 | 0 | 0 | - | - | 1774811 | 0 | 0 | 0 | 0 | 0 | 0 | NOT STARTED | 0 | Low | - | 1
884 | 8 | May-2026 | BCC-INS-TILE-608 | 6.08 | FLOORS-ALL | Insulation & Tilin | EP-INS-TILE | 1774811 | 2400 | m² | 739.5 | 20 | 0 | 0 | 0 | 0 | 0 | 0 | 0 | 0 | 0 | 0 | 0 | - | - | 1774811 | 0 | 0 | 0 | 0 | 0 | 0 | NOT STARTED | 0 | Low | - | 1
885 | 9 | Jun-2026 | BCC-INS-TILE-608 | 6.08 | FLOORS-ALL | Insulation & Tilin | EP-INS-TILE | 1774811 | 2400 | m² | 739.5 | 20 | 0 | 0 | 0 | 0 | 0 | 0 | 0 | 0 | 0 | 0 | 0 | - | - | 1774811 | 0 | 0 | 0 | 0 | 0 | 0 | NOT STARTED | 0 | Low | - | 1
886 | 10 | Jul-2026 | BCC-INS-TILE-608 | 6.08 | FLOORS-ALL | Insulation & Tilin | EP-INS-TILE | 1774811 | 2400 | m² | 739.5 | 20 | 0 | 0 | 0 | 0 | 0 | 0 | 0 | 0 | 0 | 0 | 0 | - | - | 1774811 | 0 | 0 | 0 | 0 | 0 | 0 | NOT STARTED | 0 | Low | - | 1
887 | 11 | Aug-2026 | BCC-INS-TILE-608 | 6.08 | FLOORS-ALL | Insulation & Tilin | EP-INS-TILE | 1774811 | 2400 | m² | 739.5 | 20 | 7 | 0 | 124237 | 0 | 0 | 0 | 0 | 0 | 0 | 0 | -124237 | - | - | 1774811 | 0 | 0 | 0 | 0 | 0 | 0 | NOT STARTED | 0 | Low | - | 1
888 | 12 | Sep-2026 | BCC-INS-TILE-608 | 6.08 | FLOORS-ALL | Insulation & Tilin | EP-INS-TILE | 1774811 | 2400 | m² | 739.5 | 20 | 7 | 168 | 124237 | 7 | 168 | 168 | 124237 | 125742 | 125742 | -1505 | 0 | 0.988 | 1 | 1796363 | -21552 | 7.08 | 69859 | 43111 | 12772 | 0 | GREEN | 1.21 | Low | 0.988 | 1.0121
889 | 1 | Oct-2025 | BCC-INS-TILE-609 | 6.09 | FLOORS-ALL | Insulation & Tilin | EP-INS-TILE | 2685971 | 1800 | m² | 1492.21 | 20 | 0 | 0 | 0 | 0 | 0 | 0 | 0 | 0 | 0 | 0 | 0 | - | - | 2685971 | 0 | 0 | 0 | 0 | 0 | 0 | NOT STARTED | 0 | Low | - | 1
890 | 2 | Nov-2025 | BCC-INS-TILE-609 | 6.09 | FLOORS-ALL | Insulation & Tilin | EP-INS-TILE | 2685971 | 1800 | m² | 1492.21 | 20 | 0 | 0 | 0 | 0 | 0 | 0 | 0 | 0 | 0 | 0 | 0 | - | - | 2685971 | 0 | 0 | 0 | 0 | 0 | 0 | NOT STARTED | 0 | Low | - | 1
891 | 3 | Dec-2025 | BCC-INS-TILE-609 | 6.09 | FLOORS-ALL | Insulation & Tilin | EP-INS-TILE | 2685971 | 1800 | m² | 1492.21 | 20 | 0 | 0 | 0 | 0 | 0 | 0 | 0 | 0 | 0 | 0 | 0 | - | - | 2685971 | 0 | 0 | 0 | 0 | 0 | 0 | NOT STARTED | 0 | Low | - | 1
892 | 4 | Jan-2026 | BCC-INS-TILE-609 | 6.09 | FLOORS-ALL | Insulation & Tilin | EP-INS-TILE | 2685971 | 1800 | m² | 1492.21 | 20 | 0 | 0 | 0 | 0 | 0 | 0 | 0 | 0 | 0 | 0 | 0 | - | - | 2685971 | 0 | 0 | 0 | 0 | 0 | 0 | NOT STARTED | 0 | Low | - | 1
893 | 5 | Feb-2026 | BCC-INS-TILE-609 | 6.09 | FLOORS-ALL | Insulation & Tilin | EP-INS-TILE | 2685971 | 1800 | m² | 1492.21 | 20 | 0 | 0 | 0 | 0 | 0 | 0 | 0 | 0 | 0 | 0 | 0 | - | - | 2685971 | 0 | 0 | 0 | 0 | 0 | 0 | NOT STARTED | 0 | Low | - | 1
894 | 6 | Mar-2026 | BCC-INS-TILE-609 | 6.09 | FLOORS-ALL | Insulation & Tilin | EP-INS-TILE | 2685971 | 1800 | m² | 1492.21 | 20 | 0 | 0 | 0 | 0 | 0 | 0 | 0 | 0 | 0 | 0 | 0 | - | - | 2685971 | 0 | 0 | 0 | 0 | 0 | 0 | NOT STARTED | 0 | Low | - | 1
895 | 7 | Apr-2026 | BCC-INS-TILE-609 | 6.09 | FLOORS-ALL | Insulation & Tilin | EP-INS-TILE | 2685971 | 1800 | m² | 1492.21 | 20 | 0 | 0 | 0 | 0 | 0 | 0 | 0 | 0 | 0 | 0 | 0 | - | - | 2685971 | 0 | 0 | 0 | 0 | 0 | 0 | NOT STARTED | 0 | Low | - | 1
896 | 8 | May-2026 | BCC-INS-TILE-609 | 6.09 | FLOORS-ALL | Insulation & Tilin | EP-INS-TILE | 2685971 | 1800 | m² | 1492.21 | 20 | 0 | 0 | 0 | 0 | 0 | 0 | 0 | 0 | 0 | 0 | 0 | - | - | 2685971 | 0 | 0 | 0 | 0 | 0 | 0 | NOT STARTED | 0 | Low | - | 1
897 | 9 | Jun-2026 | BCC-INS-TILE-609 | 6.09 | FLOORS-ALL | Insulation & Tilin | EP-INS-TILE | 2685971 | 1800 | m² | 1492.21 | 20 | 0 | 0 | 0 | 0 | 0 | 0 | 0 | 0 | 0 | 0 | 0 | - | - | 2685971 | 0 | 0 | 0 | 0 | 0 | 0 | NOT STARTED | 0 | Low | - | 1
898 | 10 | Jul-2026 | BCC-INS-TILE-609 | 6.09 | FLOORS-ALL | Insulation & Tilin | EP-INS-TILE | 2685971 | 1800 | m² | 1492.21 | 20 | 0 | 0 | 0 | 0 | 0 | 0 | 0 | 0 | 0 | 0 | 0 | - | - | 2685971 | 0 | 0 | 0 | 0 | 0 | 0 | NOT STARTED | 0 | Low | - | 1
899 | 11 | Aug-2026 | BCC-INS-TILE-609 | 6.09 | FLOORS-ALL | Insulation & Tilin | EP-INS-TILE | 2685971 | 1800 | m² | 1492.21 | 20 | 0 | 0 | 0 | 0 | 0 | 0 | 0 | 0 | 0 | 0 | 0 | - | - | 2685971 | 0 | 0 | 0 | 0 | 0 | 0 | NOT STARTED | 0 | Low | - | 1
900 | 12 | Sep-2026 | BCC-INS-TILE-609 | 6.09 | FLOORS-ALL | Insulation & Tilin | EP-INS-TILE | 2685971 | 1800 | m² | 1492.21 | 20 | 1 | 18 | 2685971 | 1 | 18 | 18 | 2685971 | 27472 | 27472 | 2658499 | 0 | 97.7712 | 1 | 27472 | 2658499 | 1.02 | 15071 | 9680 | 2721 | 0 | GREEN | 2.28 | Low | 0.9777 | 1.0228
901 | 1 | Oct-2025 | BCC-MEC-HVAC-701 | 7.01 | FLOORS-ALL | Mechanical Works | EP-MEC-HVAC | 661143 | 145 | No. | 4559.61 | 25 | 0 | 0 | 0 | 0 | 0 | 0 | 0 | 0 | 0 | 0 | 0 | - | - | 661143 | 0 | 0 | 0 | 0 | 0 | 0 | NOT STARTED | 0 | Low | - | 1
902 | 2 | Nov-2025 | BCC-MEC-HVAC-701 | 7.01 | FLOORS-ALL | Mechanical Works | EP-MEC-HVAC | 661143 | 145 | No. | 4559.61 | 25 | 0.35 | 0.5097 | 231400 | 0.35 | 0.5097 | 0.5097 | 231400 | 2510 | 2510 | 228890 | 0 | 92.1912 | 1 | 7171 | 653972 | 0.38 | 192 | 121 | 124 | 2073 | AMBER | 8.04 | Medium | 0.9256 | 1.0804
903 | 3 | Dec-2025 | BCC-MEC-HVAC-701 | 7.01 | FLOORS-ALL | Mechanical Works | EP-MEC-HVAC | 661143 | 145 | No. | 4559.61 | 25 | 1.08 | 1.5688 | 7140 | 1.08 | 1.5688 | 1.5688 | 7140 | 7735 | 7735 | -595 | 0 | 0.9231 | 1 | 716221 | -55078 | 1.17 | 408 | 384 | 392 | 6551 | AMBER | 8.14 | Medium | 0.9247 | 1.0814
904 | 4 | Jan-2026 | BCC-MEC-HVAC-701 | 7.01 | FLOORS-ALL | Mechanical Works | EP-MEC-HVAC | 661143 | 145 | No. | 4559.61 | 25 | 2.49 | 3.6097 | 16462 | 2.49 | 3.6097 | 3.6097 | 16462 | 17819 | 17819 | -1357 | 0 | 0.9238 | 1 | 715677 | -54534 | 2.7 | 510 | 912 | 901 | 15496 | AMBER | 8.26 | Medium | 0.9237 | 1.0826
905 | 5 | Feb-2026 | BCC-MEC-HVAC-701 | 7.01 | FLOORS-ALL | Mechanical Works | EP-MEC-HVAC | 661143 | 145 | No. | 4559.61 | 25 | 4.85 | 7.0281 | 32065 | 4.85 | 7.0281 | 7.0281 | 32065 | 34730 | 34730 | -2665 | 0 | 0.9233 | 1 | 716067 | -54924 | 5.25 | 1635 | 1699 | 1781 | 29615 | AMBER | 8.38 | Medium | 0.9227 | 1.0838
906 | 6 | Mar-2026 | BCC-MEC-HVAC-701 | 7.01 | FLOORS-ALL | Mechanical Works | EP-MEC-HVAC | 661143 | 145 | No. | 4559.61 | 25 | 8 | 11.6 | 52891 | 8 | 11.6 | 11.6 | 52891 | 57384 | 57384 | -4493 | 0 | 0.9217 | 1 | 717308 | -56165 | 8.68 | 3321 | 2794 | 2899 | 48370 | AMBER | 8.5 | Medium | 0.9217 | 1.085
907 | 7 | Apr-2026 | BCC-MEC-HVAC-701 | 7.01 | FLOORS-ALL | Mechanical Works | EP-MEC-HVAC | 661143 | 145 | No. | 4559.61 | 25 | 11.15 | 16.1719 | 73717 | 11.15 | 16.1719 | 16.1719 | 73717 | 80088 | 80088 | -6371 | 0 | 0.9205 | 1 | 718248 | -57105 | 12.11 | 2567 | 3961 | 4124 | 69436 | AMBER | 8.61 | Medium | 0.9207 | 1.0861
908 | 8 | May-2026 | BCC-MEC-HVAC-701 | 7.01 | FLOORS-ALL | Mechanical Works | EP-MEC-HVAC | 661143 | 145 | No. | 4559.61 | 25 | 13.51 | 19.5903 | 89320 | 13.51 | 19.5903 | 19.5903 | 89320 | 97123 | 97123 | -7803 | 0 | 0.9197 | 1 | 718872 | -57729 | 14.69 | 3605 | 4907 | 4884 | 83727 | AMBER | 8.73 | Medium | 0.9197 | 1.0873
909 | 9 | Jun-2026 | BCC-MEC-HVAC-701 | 7.01 | FLOORS-ALL | Mechanical Works | EP-MEC-HVAC | 661143 | 145 | No. | 4559.61 | 25 | 14.92 | 21.6312 | 98643 | 14.92 | 21.6312 | 21.6312 | 98643 | 107358 | 107358 | -8715 | 0 | 0.9188 | 1 | 719570 | -58427 | 16.24 | 6112 | 5456 | 5253 | 90537 | AMBER | 8.85 | Medium | 0.9187 | 1.0885
910 | 10 | Jul-2026 | BCC-MEC-HVAC-701 | 7.01 | FLOORS-ALL | Mechanical Works | EP-MEC-HVAC | 661143 | 145 | No. | 4559.61 | 25 | 15.65 | 22.6903 | 103469 | 15.65 | 22.6903 | 22.6903 | 103469 | 112737 | 112737 | -9268 | 0 | 0.9178 | 1 | 720357 | -59214 | 17.05 | 6020 | 5703 | 5567 | 95447 | AMBER | 8.97 | Medium | 0.9177 | 1.0897
911 | 11 | Aug-2026 | BCC-MEC-HVAC-701 | 7.01 | FLOORS-ALL | Mechanical Works | EP-MEC-HVAC | 661143 | 145 | No. | 4559.61 | 25 | 16 | 23.2 | 105783 | 16 | 23.2 | 23.2 | 105783 | 116138 | 116138 | -10355 | 0 | 0.9108 | 1 | 725888 | -64745 | 17.57 | 3920 | 5814 | 5934 | 100470 | AMBER | 9.79 | Medium | 0.9108 | 1.0979
912 | 12 | Sep-2026 | BCC-MEC-HVAC-701 | 7.01 | FLOORS-ALL | Mechanical Works | EP-MEC-HVAC | 661143 | 145 | No. | 4559.61 | 25 | 19 | 27.55 | 125617 | 19 | 27.55 | 27.55 | 125617 | 132769 | 132769 | -7152 | 0 | 0.9461 | 1 | 698804 | -37661 | 20.08 | 5785 | 6742 | 6647 | 113595 | AMBER | 5.7 | Medium | 0.9461 | 1.057
913 | 1 | Oct-2025 | BCC-MEC-DUCT-702 | 7.02 | FLOORS-ALL | Mechanical Works | EP-MEC-DUCT | 1182894 | 2800 | m | 422.46 | 25 | 0 | 0 | 0 | 0 | 0 | 0 | 0 | 0 | 0 | 0 | 0 | - | - | 1182894 | 0 | 0 | 0 | 0 | 0 | 0 | NOT STARTED | 0 | Low | - | 1
914 | 2 | Nov-2025 | BCC-MEC-DUCT-702 | 7.02 | FLOORS-ALL | Mechanical Works | EP-MEC-DUCT | 1182894 | 2800 | m | 422.46 | 25 | 0.18 | 4.9212 | 212921 | 0.18 | 4.9212 | 4.9212 | 212921 | 2252 | 2252 | 210669 | 0 | 94.5475 | 1 | 12511 | 1170383 | 0.19 | 77 | 110 | 113 | 1952 | AMBER | 8.3 | Medium | 0.9234 | 1.083
915 | 3 | Dec-2025 | BCC-MEC-DUCT-702 | 7.02 | FLOORS-ALL | Mechanical Works | EP-MEC-DUCT | 1182894 | 2800 | m | 422.46 | 25 | 0.54 | 15.1466 | 638763 | 0.54 | 15.1466 | 15.1466 | 638763 | 6936 | 6936 | 631827 | 0 | 92.0939 | 1 | 12844 | 1170050 | 0.59 | 233 | 348 | 349 | 6007 | AMBER | 8.4 | Medium | 0.9225 | 1.084
916 | 4 | Jan-2026 | BCC-MEC-DUCT-702 | 7.02 | FLOORS-ALL | Mechanical Works | EP-MEC-DUCT | 1182894 | 2800 | m | 422.46 | 25 | 1.24 | 34.8527 | 14668 | 1.24 | 34.8527 | 34.8527 | 14668 | 15979 | 15979 | -1311 | 0 | 0.918 | 1 | 1288556 | -105662 | 1.35 | 397 | 820 | 799 | 13964 | AMBER | 8.53 | Medium | 0.9214 | 1.0853
917 | 5 | Feb-2026 | BCC-MEC-DUCT-702 | 7.02 | FLOORS-ALL | Mechanical Works | EP-MEC-DUCT | 1182894 | 2800 | m | 422.46 | 25 | 2.42 | 67.8578 | 28626 | 2.42 | 67.8578 | 67.8578 | 28626 | 31145 | 31145 | -2519 | 0 | 0.9191 | 1 | 1287013 | -104119 | 2.63 | 978 | 1603 | 1545 | 27019 | AMBER | 8.65 | Medium | 0.9204 | 1.0865
918 | 6 | Mar-2026 | BCC-MEC-DUCT-702 | 7.02 | FLOORS-ALL | Mechanical Works | EP-MEC-DUCT | 1182894 | 2800 | m | 422.46 | 25 | 4 | 112 | 47316 | 4 | 112 | 112 | 47316 | 51461 | 51461 | -4145 | 0 | 0.9195 | 1 | 1286456 | -103562 | 4.35 | 3339 | 2519 | 2642 | 42961 | AMBER | 8.77 | Medium | 0.9194 | 1.0877
919 | 7 | Apr-2026 | BCC-MEC-DUCT-702 | 7.02 | FLOORS-ALL | Mechanical Works | EP-MEC-DUCT | 1182894 | 2800 | m | 422.46 | 25 | 5.58 | 156.1422 | 66005 | 5.58 | 156.1422 | 156.1422 | 66005 | 71823 | 71823 | -5818 | 0 | 0.919 | 1 | 1287154 | -104260 | 6.07 | 3551 | 3484 | 3571 | 61217 | AMBER | 8.89 | Medium | 0.9184 | 1.0888
920 | 8 | May-2026 | BCC-MEC-DUCT-702 | 7.02 | FLOORS-ALL | Mechanical Works | EP-MEC-DUCT | 1182894 | 2800 | m | 422.46 | 25 | 6.76 | 189.1473 | 79964 | 6.76 | 189.1473 | 189.1473 | 79964 | 87099 | 87099 | -7135 | 0 | 0.9181 | 1 | 1288417 | -105523 | 7.36 | 6142 | 4268 | 4456 | 72232 | AMBER | 9 | Medium | 0.9174 | 1.09
921 | 9 | Jun-2026 | BCC-MEC-DUCT-702 | 7.02 | FLOORS-ALL | Mechanical Works | EP-MEC-DUCT | 1182894 | 2800 | m | 422.46 | 25 | 7.46 | 208.8534 | 88244 | 7.46 | 208.8534 | 208.8534 | 88244 | 96278 | 96278 | -8034 | 0 | 0.9166 | 1 | 1290528 | -107634 | 8.14 | 4655 | 4789 | 4890 | 81944 | AMBER | 9.12 | Medium | 0.9164 | 1.0912
922 | 10 | Jul-2026 | BCC-MEC-DUCT-702 | 7.02 | FLOORS-ALL | Mechanical Works | EP-MEC-DUCT | 1182894 | 2800 | m | 422.46 | 25 | 7.82 | 219.0788 | 92502 | 7.82 | 219.0788 | 219.0788 | 92502 | 101102 | 101102 | -8600 | 0 | 0.9149 | 1 | 1292917 | -110023 | 8.55 | 2794 | 5066 | 4944 | 88298 | AMBER | 9.24 | Medium | 0.9154 | 1.0924
923 | 11 | Aug-2026 | BCC-MEC-DUCT-702 | 7.02 | FLOORS-ALL | Mechanical Works | EP-MEC-DUCT | 1182894 | 2800 | m | 422.46 | 25 | 21 | 224 | 248408 | 8 | 224 | 224 | 94632 | 101478 | 101478 | -6846 | -153776 | 0.9325 | 0.381 | 1268515 | -85621 | 8.58 | 6003 | 5184 | 5182 | 85109 | AMBER | 7.24 | Medium | 0.9325 | 1.0724
924 | 12 | Sep-2026 | BCC-MEC-DUCT-702 | 7.02 | FLOORS-ALL | Mechanical Works | EP-MEC-DUCT | 1182894 | 2800 | m | 422.46 | 25 | 21 | 588 | 248408 | 21 | 588 | 588 | 248408 | 270424 | 270424 | -22016 | 0 | 0.9186 | 1 | 1287718 | -104824 | 22.86 | 13445 | 13738 | 13429 | 229812 | AMBER | 8.86 | Medium | 0.9186 | 1.0886
925 | 1 | Oct-2025 | BCC-MEC-DUCT-703 | 7.03 | FLOORS-ALL | Mechanical Works | EP-MEC-DUCT | 686755 | 850 | m | 807.95 | 25 | 0 | 0 | 0 | 0 | 0 | 0 | 0 | 0 | 0 | 0 | 0 | - | - | 686755 | 0 | 0 | 0 | 0 | 0 | 0 | NOT STARTED | 0 | Low | - | 1
926 | 2 | Nov-2025 | BCC-MEC-DUCT-703 | 7.03 | FLOORS-ALL | Mechanical Works | EP-MEC-DUCT | 686755 | 850 | m | 807.95 | 25 | 0.15 | 1.3072 | 103013 | 0.15 | 1.3072 | 1.3072 | 103013 | 1114 | 1114 | 101899 | 0 | 92.4713 | 1 | 7427 | 679328 | 0.16 | 66 | 56 | 56 | 936 | AMBER | 5.47 | Medium | 0.9481 | 1.0547
927 | 3 | Dec-2025 | BCC-MEC-DUCT-703 | 7.03 | FLOORS-ALL | Mechanical Works | EP-MEC-DUCT | 686755 | 850 | m | 807.95 | 25 | 0.47 | 4.0233 | 322775 | 0.47 | 4.0233 | 4.0233 | 322775 | 3431 | 3431 | 319344 | 0 | 94.0761 | 1 | 7300 | 679455 | 0.5 | 101 | 174 | 169 | 2987 | AMBER | 5.56 | Medium | 0.9473 | 1.0556
928 | 4 | Jan-2026 | BCC-MEC-DUCT-703 | 7.03 | FLOORS-ALL | Mechanical Works | EP-MEC-DUCT | 686755 | 850 | m | 807.95 | 25 | 1.09 | 9.2578 | 7486 | 1.09 | 9.2578 | 9.2578 | 7486 | 7904 | 7904 | -418 | 0 | 0.9471 | 1 | 725113 | -38358 | 1.15 | 447 | 400 | 404 | 6654 | AMBER | 5.67 | Medium | 0.9463 | 1.0567
929 | 5 | Feb-2026 | BCC-MEC-DUCT-703 | 7.03 | FLOORS-ALL | Mechanical Works | EP-MEC-DUCT | 686755 | 850 | m | 807.95 | 25 | 2.12 | 18.0247 | 14559 | 2.12 | 18.0247 | 18.0247 | 14559 | 15406 | 15406 | -847 | 0 | 0.945 | 1 | 726724 | -39969 | 2.24 | 847 | 770 | 747 | 13042 | AMBER | 5.79 | Medium | 0.9453 | 1.0579
930 | 6 | Mar-2026 | BCC-MEC-DUCT-703 | 7.03 | FLOORS-ALL | Mechanical Works | EP-MEC-DUCT | 686755 | 850 | m | 807.95 | 25 | 3.5 | 29.75 | 24036 | 3.5 | 29.75 | 29.75 | 24036 | 25455 | 25455 | -1419 | 0 | 0.9443 | 1 | 727264 | -40509 | 3.71 | 1079 | 1283 | 1310 | 21782 | AMBER | 5.9 | Medium | 0.9443 | 1.059
931 | 7 | Apr-2026 | BCC-MEC-DUCT-703 | 7.03 | FLOORS-ALL | Mechanical Works | EP-MEC-DUCT | 686755 | 850 | m | 807.95 | 25 | 4.88 | 41.4753 | 33514 | 4.88 | 41.4753 | 41.4753 | 33514 | 35524 | 35524 | -2010 | 0 | 0.9434 | 1 | 727956 | -41201 | 5.17 | 1194 | 1784 | 1779 | 30767 | AMBER | 6.01 | Medium | 0.9433 | 1.0601
932 | 8 | May-2026 | BCC-MEC-DUCT-703 | 7.03 | FLOORS-ALL | Mechanical Works | EP-MEC-DUCT | 686755 | 850 | m | 807.95 | 25 | 5.91 | 50.2422 | 40587 | 5.91 | 50.2422 | 50.2422 | 40587 | 43080 | 43080 | -2493 | 0 | 0.9421 | 1 | 728960 | -42205 | 6.27 | 1699 | 2192 | 2146 | 37044 | AMBER | 6.12 | Medium | 0.9423 | 1.0612
933 | 9 | Jun-2026 | BCC-MEC-DUCT-703 | 7.03 | FLOORS-ALL | Mechanical Works | EP-MEC-DUCT | 686755 | 850 | m | 807.95 | 25 | 6.53 | 55.4767 | 44845 | 6.53 | 55.4767 | 55.4767 | 44845 | 47618 | 47618 | -2773 | 0 | 0.9418 | 1 | 729195 | -42440 | 6.93 | 1860 | 2438 | 2450 | 40870 | AMBER | 6.24 | Medium | 0.9413 | 1.0624
934 | 10 | Jul-2026 | BCC-MEC-DUCT-703 | 7.03 | FLOORS-ALL | Mechanical Works | EP-MEC-DUCT | 686755 | 850 | m | 807.95 | 25 | 6.85 | 58.1928 | 47043 | 6.85 | 58.1928 | 58.1928 | 47043 | 50003 | 50003 | -2960 | 0 | 0.9408 | 1 | 729969 | -43214 | 7.28 | 3207 | 2428 | 2473 | 41896 | AMBER | 6.35 | Medium | 0.9403 | 1.0635
935 | 11 | Aug-2026 | BCC-MEC-DUCT-703 | 7.03 | FLOORS-ALL | Mechanical Works | EP-MEC-DUCT | 686755 | 850 | m | 807.95 | 25 | 7 | 59.5 | 48073 | 7 | 59.5 | 59.5 | 48073 | 50598 | 50598 | -2525 | 0 | 0.9501 | 1 | 722824 | -36069 | 7.37 | 3427 | 2504 | 2455 | 42212 | GREEN | 5.25 | Low | 0.9501 | 1.0525
936 | 12 | Sep-2026 | BCC-MEC-DUCT-703 | 7.03 | FLOORS-ALL | Mechanical Works | EP-MEC-DUCT | 686755 | 850 | m | 807.95 | 25 | 18 | 153 | 123616 | 18 | 153 | 153 | 123616 | 132006 | 132006 | -8390 | 0 | 0.9364 | 1 | 733393 | -46638 | 19.22 | 7020 | 6657 | 6616 | 111713 | AMBER | 6.79 | Medium | 0.9364 | 1.0679
937 | 1 | Oct-2025 | BCC-MEC-DUCT-704 | 7.04 | FLOORS-ALL | Mechanical Works | EP-MEC-DUCT | 580053 | 4200 | m² | 138.11 | 25 | 0 | 0 | 0 | 0 | 0 | 0 | 0 | 0 | 0 | 0 | 0 | - | - | 580053 | 0 | 0 | 0 | 0 | 0 | 0 | NOT STARTED | 0 | Low | - | 1
938 | 2 | Nov-2025 | BCC-MEC-DUCT-704 | 7.04 | FLOORS-ALL | Mechanical Works | EP-MEC-DUCT | 580053 | 4200 | m² | 138.11 | 25 | 0.11 | 4.6137 | 63806 | 0.11 | 4.6137 | 4.6137 | 63806 | 687 | 687 | 63119 | 0 | 92.8763 | 1 | 6245 | 573808 | 0.12 | 50 | 35 | 34 | 568 | AMBER | 7.91 | Medium | 0.9267 | 1.0791
939 | 3 | Dec-2025 | BCC-MEC-DUCT-704 | 7.04 | FLOORS-ALL | Mechanical Works | EP-MEC-DUCT | 580053 | 4200 | m² | 138.11 | 25 | 0.34 | 14.2 | 197218 | 0.34 | 14.2 | 14.2 | 197218 | 2119 | 2119 | 195099 | 0 | 93.0713 | 1 | 6232 | 573821 | 0.37 | 80 | 109 | 104 | 1827 | AMBER | 8.04 | Medium | 0.9256 | 1.0804
940 | 4 | Jan-2026 | BCC-MEC-DUCT-704 | 7.04 | FLOORS-ALL | Mechanical Works | EP-MEC-DUCT | 580053 | 4200 | m² | 138.11 | 25 | 0.78 | 32.6744 | 452441 | 0.78 | 32.6744 | 32.6744 | 452441 | 4881 | 4881 | 447560 | 0 | 92.6943 | 1 | 6258 | 573795 | 0.84 | 204 | 244 | 250 | 4181 | AMBER | 8.15 | Medium | 0.9246 | 1.0815
941 | 5 | Feb-2026 | BCC-MEC-DUCT-704 | 7.04 | FLOORS-ALL | Mechanical Works | EP-MEC-DUCT | 580053 | 4200 | m² | 138.11 | 25 | 1.51 | 63.6167 | 8759 | 1.51 | 63.6167 | 63.6167 | 8759 | 9513 | 9513 | -754 | 0 | 0.9207 | 1 | 630013 | -49960 | 1.64 | 384 | 474 | 473 | 8182 | AMBER | 8.27 | Medium | 0.9236 | 1.0827
942 | 6 | Mar-2026 | BCC-MEC-DUCT-704 | 7.04 | FLOORS-ALL | Mechanical Works | EP-MEC-DUCT | 580053 | 4200 | m² | 138.11 | 25 | 2.5 | 105 | 14501 | 2.5 | 105 | 105 | 14501 | 15719 | 15719 | -1218 | 0 | 0.9225 | 1 | 628784 | -48731 | 2.71 | 921 | 777 | 780 | 13240 | AMBER | 8.39 | Medium | 0.9226 | 1.0839
943 | 7 | Apr-2026 | BCC-MEC-DUCT-704 | 7.04 | FLOORS-ALL | Mechanical Works | EP-MEC-DUCT | 580053 | 4200 | m² | 138.11 | 25 | 3.49 | 146.3833 | 20244 | 3.49 | 146.3833 | 146.3833 | 20244 | 21937 | 21937 | -1693 | 0 | 0.9228 | 1 | 628579 | -48526 | 3.78 | 850 | 1085 | 1076 | 18926 | AMBER | 8.51 | Medium | 0.9216 | 1.0851
944 | 8 | May-2026 | BCC-MEC-DUCT-704 | 7.04 | FLOORS-ALL | Mechanical Works | EP-MEC-DUCT | 580053 | 4200 | m² | 138.11 | 25 | 4.22 | 177.3256 | 24478 | 4.22 | 177.3256 | 177.3256 | 24478 | 26603 | 26603 | -2125 | 0 | 0.9201 | 1 | 630423 | -50370 | 4.59 | 1047 | 1366 | 1357 | 22833 | AMBER | 8.62 | Medium | 0.9206 | 1.0862
945 | 9 | Jun-2026 | BCC-MEC-DUCT-704 | 7.04 | FLOORS-ALL | Mechanical Works | EP-MEC-DUCT | 580053 | 4200 | m² | 138.11 | 25 | 4.66 | 195.8 | 27030 | 4.66 | 195.8 | 195.8 | 27030 | 29406 | 29406 | -2376 | 0 | 0.9192 | 1 | 631041 | -50988 | 5.07 | 2226 | 1433 | 1450 | 24297 | AMBER | 8.74 | Medium | 0.9196 | 1.0874
946 | 10 | Jul-2026 | BCC-MEC-DUCT-704 | 7.04 | FLOORS-ALL | Mechanical Works | EP-MEC-DUCT | 580053 | 4200 | m² | 138.11 | 25 | 4.89 | 205.3863 | 28365 | 4.89 | 205.3863 | 205.3863 | 28365 | 30879 | 30879 | -2514 | 0 | 0.9186 | 1 | 631454 | -51401 | 5.32 | 2105 | 1564 | 1555 | 25655 | AMBER | 8.86 | Medium | 0.9186 | 1.0886
947 | 11 | Aug-2026 | BCC-MEC-DUCT-704 | 7.04 | FLOORS-ALL | Mechanical Works | EP-MEC-DUCT | 580053 | 4200 | m² | 138.11 | 25 | 5 | 210 | 29003 | 5 | 210 | 210 | 29003 | 31833 | 31833 | -2830 | 0 | 0.9111 | 1 | 636651 | -56598 | 5.49 | 1781 | 1600 | 1602 | 26850 | AMBER | 9.76 | Medium | 0.9111 | 1.0976
948 | 12 | Sep-2026 | BCC-MEC-DUCT-704 | 7.04 | FLOORS-ALL | Mechanical Works | EP-MEC-DUCT | 580053 | 4200 | m² | 138.11 | 25 | 13 | 546 | 75407 | 13 | 546 | 546 | 75407 | 80827 | 80827 | -5420 | 0 | 0.9329 | 1 | 621770 | -41717 | 13.93 | 4444 | 3938 | 3960 | 68486 | AMBER | 7.19 | Medium | 0.9329 | 1.0719
949 | 1 | Oct-2025 | BCC-MEC-PIPE-705 | 7.05 | FLOORS-ALL | Mechanical Works | EP-MEC-PIPE | 1473391 | 2200 | m | 669.72 | 25 | 0 | 0 | 0 | 0 | 0 | 0 | 0 | 0 | 0 | 0 | 0 | - | - | 1473391 | 0 | 0 | 0 | 0 | 0 | 0 | NOT STARTED | 0 | Low | - | 1
950 | 2 | Nov-2025 | BCC-MEC-PIPE-705 | 7.05 | FLOORS-ALL | Mechanical Works | EP-MEC-PIPE | 1473391 | 2200 | m | 669.72 | 25 | 0.04 | 0.9667 | 58936 | 0.04 | 0.9667 | 0.9667 | 58936 | 698 | 698 | 58238 | 0 | 84.4355 | 1 | 17450 | 1455941 | 0.05 | 32 | 34 | 34 | 598 | AMBER | 7.78 | Medium | 0.9278 | 1.0778
951 | 3 | Dec-2025 | BCC-MEC-PIPE-705 | 7.05 | FLOORS-ALL | Mechanical Works | EP-MEC-PIPE | 1473391 | 2200 | m | 669.72 | 25 | 0.14 | 2.9752 | 206275 | 0.14 | 2.9752 | 2.9752 | 206275 | 2150 | 2150 | 204125 | 0 | 95.9419 | 1 | 15357 | 1458034 | 0.15 | 136 | 105 | 106 | 1802 | AMBER | 7.89 | Medium | 0.9269 | 1.0789
952 | 4 | Jan-2026 | BCC-MEC-PIPE-705 | 7.05 | FLOORS-ALL | Mechanical Works | EP-MEC-PIPE | 1473391 | 2200 | m | 669.72 | 25 | 0.31 | 6.8461 | 456751 | 0.31 | 6.8461 | 6.8461 | 456751 | 4952 | 4952 | 451799 | 0 | 92.2357 | 1 | 15974 | 1457417 | 0.34 | 146 | 246 | 253 | 4307 | AMBER | 7.99 | Medium | 0.926 | 1.0799
953 | 5 | Feb-2026 | BCC-MEC-PIPE-705 | 7.05 | FLOORS-ALL | Mechanical Works | EP-MEC-PIPE | 1473391 | 2200 | m | 669.72 | 25 | 0.61 | 13.3292 | 898769 | 0.61 | 13.3292 | 13.3292 | 898769 | 9650 | 9650 | 889119 | 0 | 93.1367 | 1 | 15820 | 1457571 | 0.65 | 411 | 488 | 468 | 8283 | AMBER | 8.11 | Medium | 0.925 | 1.0811
954 | 6 | Mar-2026 | BCC-MEC-PIPE-705 | 7.05 | FLOORS-ALL | Mechanical Works | EP-MEC-PIPE | 1473391 | 2200 | m | 669.72 | 25 | 1 | 22 | 1473391 | 1 | 22 | 22 | 1473391 | 15946 | 15946 | 1457445 | 0 | 92.3988 | 1 | 15946 | 1457445 | 1.08 | 656 | 794 | 821 | 13676 | AMBER | 8.23 | Medium | 0.924 | 1.0823
955 | 7 | Apr-2026 | BCC-MEC-PIPE-705 | 7.05 | FLOORS-ALL | Mechanical Works | EP-MEC-PIPE | 1473391 | 2200 | m | 669.72 | 25 | 1.39 | 30.6708 | 20480 | 1.39 | 30.6708 | 30.6708 | 20480 | 22254 | 22254 | -1774 | 0 | 0.9203 | 1 | 1600990 | -127599 | 1.51 | 1176 | 1136 | 1081 | 18861 | AMBER | 8.34 | Medium | 0.923 | 1.0834
956 | 8 | May-2026 | BCC-MEC-PIPE-705 | 7.05 | FLOORS-ALL | Mechanical Works | EP-MEC-PIPE | 1473391 | 2200 | m | 669.72 | 25 | 1.69 | 37.1539 | 24900 | 1.69 | 37.1539 | 37.1539 | 24900 | 26987 | 26987 | -2087 | 0 | 0.9227 | 1 | 1596827 | -123436 | 1.83 | 1498 | 1336 | 1316 | 22837 | AMBER | 8.46 | Medium | 0.922 | 1.0846
957 | 9 | Jun-2026 | BCC-MEC-PIPE-705 | 7.05 | FLOORS-ALL | Mechanical Works | EP-MEC-PIPE | 1473391 | 2200 | m | 669.72 | 25 | 1.86 | 41.0248 | 27405 | 1.86 | 41.0248 | 41.0248 | 27405 | 29832 | 29832 | -2427 | 0 | 0.9186 | 1 | 1603951 | -130560 | 2.02 | 1068 | 1456 | 1510 | 25799 | AMBER | 8.58 | Medium | 0.921 | 1.0858
958 | 10 | Jul-2026 | BCC-MEC-PIPE-705 | 7.05 | FLOORS-ALL | Mechanical Works | EP-MEC-PIPE | 1473391 | 2200 | m | 669.72 | 25 | 1.96 | 43.0333 | 28878 | 1.96 | 43.0333 | 43.0333 | 28878 | 31327 | 31327 | -2449 | 0 | 0.9218 | 1 | 1598384 | -124993 | 2.13 | 2334 | 1550 | 1579 | 25863 | AMBER | 8.7 | Medium | 0.92 | 1.087
959 | 11 | Aug-2026 | BCC-MEC-PIPE-705 | 7.05 | FLOORS-ALL | Mechanical Works | EP-MEC-PIPE | 1473391 | 2200 | m | 669.72 | 25 | 19 | 44 | 279944 | 2 | 44 | 44 | 29468 | 31937 | 31937 | -2469 | -250476 | 0.9227 | 0.1053 | 1596826 | -123435 | 2.17 | 1233 | 1627 | 1616 | 27461 | AMBER | 8.38 | Medium | 0.9227 | 1.0838
960 | 12 | Sep-2026 | BCC-MEC-PIPE-705 | 7.05 | FLOORS-ALL | Mechanical Works | EP-MEC-PIPE | 1473391 | 2200 | m | 669.72 | 25 | 19 | 418 | 279944 | 19 | 418 | 418 | 279944 | 300656 | 300656 | -20712 | 0 | 0.9311 | 1 | 1582416 | -109025 | 20.41 | 21256 | 14944 | 14976 | 249480 | AMBER | 7.4 | Medium | 0.9311 | 1.074
961 | 1 | Oct-2025 | BCC-MEC-PIPE-706 | 7.06 | FLOORS-ALL | Mechanical Works | EP-MEC-PIPE | 547187 | 1400 | m | 390.85 | 25 | 0 | 0 | 0 | 0 | 0 | 0 | 0 | 0 | 0 | 0 | 0 | - | - | 547187 | 0 | 0 | 0 | 0 | 0 | 0 | NOT STARTED | 0 | Low | - | 1
962 | 2 | Nov-2025 | BCC-MEC-PIPE-706 | 7.06 | FLOORS-ALL | Mechanical Works | EP-MEC-PIPE | 547187 | 1400 | m | 390.85 | 25 | 0.26 | 3.6909 | 142269 | 0.26 | 3.6909 | 3.6909 | 142269 | 1546 | 1546 | 140723 | 0 | 92.0239 | 1 | 5946 | 541241 | 0.28 | 53 | 78 | 77 | 1338 | AMBER | 7.19 | Medium | 0.9329 | 1.0719
963 | 3 | Dec-2025 | BCC-MEC-PIPE-706 | 7.06 | FLOORS-ALL | Mechanical Works | EP-MEC-PIPE | 547187 | 1400 | m | 390.85 | 25 | 0.81 | 11.36 | 443221 | 0.81 | 11.36 | 11.36 | 443221 | 4764 | 4764 | 438457 | 0 | 93.0355 | 1 | 5881 | 541306 | 0.87 | 196 | 236 | 244 | 4088 | AMBER | 7.3 | Medium | 0.932 | 1.073
964 | 4 | Jan-2026 | BCC-MEC-PIPE-706 | 7.06 | FLOORS-ALL | Mechanical Works | EP-MEC-PIPE | 547187 | 1400 | m | 390.85 | 25 | 1.87 | 26.1395 | 10232 | 1.87 | 26.1395 | 26.1395 | 10232 | 10973 | 10973 | -741 | 0 | 0.9325 | 1 | 586796 | -39609 | 2.01 | 770 | 561 | 559 | 9083 | AMBER | 7.4 | Medium | 0.9311 | 1.074
965 | 5 | Feb-2026 | BCC-MEC-PIPE-706 | 7.06 | FLOORS-ALL | Mechanical Works | EP-MEC-PIPE | 547187 | 1400 | m | 390.85 | 25 | 3.64 | 50.8934 | 19918 | 3.64 | 50.8934 | 50.8934 | 19918 | 21387 | 21387 | -1469 | 0 | 0.9313 | 1 | 587552 | -40365 | 3.91 | 1359 | 1050 | 1101 | 17878 | AMBER | 7.52 | Medium | 0.9301 | 1.0752
966 | 6 | Mar-2026 | BCC-MEC-PIPE-706 | 7.06 | FLOORS-ALL | Mechanical Works | EP-MEC-PIPE | 547187 | 1400 | m | 390.85 | 25 | 6 | 84 | 32831 | 6 | 84 | 84 | 32831 | 35338 | 35338 | -2507 | 0 | 0.9291 | 1 | 588945 | -41758 | 6.46 | 1640 | 1723 | 1816 | 30159 | AMBER | 7.63 | Medium | 0.9291 | 1.0763
967 | 7 | Apr-2026 | BCC-MEC-PIPE-706 | 7.06 | FLOORS-ALL | Mechanical Works | EP-MEC-PIPE | 547187 | 1400 | m | 390.85 | 25 | 8.36 | 117.1066 | 45745 | 8.36 | 117.1066 | 117.1066 | 45745 | 49319 | 49319 | -3574 | 0 | 0.9275 | 1 | 589957 | -42770 | 9.01 | 2016 | 2425 | 2532 | 42347 | AMBER | 7.75 | Medium | 0.9281 | 1.0775
968 | 8 | May-2026 | BCC-MEC-PIPE-706 | 7.06 | FLOORS-ALL | Mechanical Works | EP-MEC-PIPE | 547187 | 1400 | m | 390.85 | 25 | 10.13 | 141.8605 | 55430 | 10.13 | 141.8605 | 141.8605 | 55430 | 59808 | 59808 | -4378 | 0 | 0.9268 | 1 | 590405 | -43218 | 10.93 | 2048 | 3010 | 3079 | 51671 | AMBER | 7.86 | Medium | 0.9271 | 1.0786
969 | 9 | Jun-2026 | BCC-MEC-PIPE-706 | 7.06 | FLOORS-ALL | Mechanical Works | EP-MEC-PIPE | 547187 | 1400 | m | 390.85 | 25 | 11.19 | 156.64 | 61230 | 11.19 | 156.64 | 156.64 | 61230 | 66110 | 66110 | -4880 | 0 | 0.9262 | 1 | 590788 | -43601 | 12.08 | 1858 | 3319 | 3352 | 57582 | AMBER | 7.98 | Medium | 0.9261 | 1.0798
970 | 10 | Jul-2026 | BCC-MEC-PIPE-706 | 7.06 | FLOORS-ALL | Mechanical Works | EP-MEC-PIPE | 547187 | 1400 | m | 390.85 | 25 | 11.74 | 164.3091 | 64240 | 11.74 | 164.3091 | 164.3091 | 64240 | 69422 | 69422 | -5182 | 0 | 0.9254 | 1 | 591301 | -44114 | 12.69 | 4104 | 3513 | 3457 | 58349 | AMBER | 8.1 | Medium | 0.9251 | 1.081
971 | 11 | Aug-2026 | BCC-MEC-PIPE-706 | 7.06 | FLOORS-ALL | Mechanical Works | EP-MEC-PIPE | 547187 | 1400 | m | 390.85 | 25 | 12 | 168 | 65662 | 12 | 168 | 168 | 65662 | 70960 | 70960 | -5298 | 0 | 0.9253 | 1 | 591359 | -44172 | 12.97 | 2606 | 3494 | 3616 | 61244 | AMBER | 8.07 | Medium | 0.9253 | 1.0807
972 | 12 | Sep-2026 | BCC-MEC-PIPE-706 | 7.06 | FLOORS-ALL | Mechanical Works | EP-MEC-PIPE | 547187 | 1400 | m | 390.85 | 25 | 14 | 196 | 76606 | 14 | 196 | 196 | 76606 | 81173 | 81173 | -4567 | 0 | 0.9437 | 1 | 579828 | -32641 | 14.83 | 5147 | 3938 | 4067 | 68022 | AMBER | 5.97 | Medium | 0.9437 | 1.0597
973 | 1 | Oct-2025 | BCC-MEC-PIPE-707 | 7.07 | FLOORS-ALL | Mechanical Works | EP-MEC-PIPE | 440267 | 1850 | m | 237.98 | 25 | 0 | 0 | 0 | 0 | 0 | 0 | 0 | 0 | 0 | 0 | 0 | - | - | 440267 | 0 | 0 | 0 | 0 | 0 | 0 | NOT STARTED | 0 | Low | - | 1
974 | 2 | Nov-2025 | BCC-MEC-PIPE-707 | 7.07 | FLOORS-ALL | Mechanical Works | EP-MEC-PIPE | 440267 | 1850 | m | 237.98 | 25 | 0.22 | 4.0644 | 96859 | 0.22 | 4.0644 | 4.0644 | 96859 | 1045 | 1045 | 95814 | 0 | 92.688 | 1 | 4750 | 435517 | 0.24 | 40 | 53 | 53 | 900 | AMBER | 8.04 | Medium | 0.9256 | 1.0804
975 | 3 | Dec-2025 | BCC-MEC-PIPE-707 | 7.07 | FLOORS-ALL | Mechanical Works | EP-MEC-PIPE | 440267 | 1850 | m | 237.98 | 25 | 0.68 | 12.5095 | 299382 | 0.68 | 12.5095 | 12.5095 | 299382 | 3221 | 3221 | 296161 | 0 | 92.9469 | 1 | 4737 | 435530 | 0.73 | 113 | 158 | 158 | 2792 | AMBER | 8.19 | Medium | 0.9243 | 1.0819
976 | 4 | Jan-2026 | BCC-MEC-PIPE-707 | 7.07 | FLOORS-ALL | Mechanical Works | EP-MEC-PIPE | 440267 | 1850 | m | 237.98 | 25 | 1.56 | 28.7846 | 6868 | 1.56 | 28.7846 | 28.7846 | 6868 | 7420 | 7420 | -552 | 0 | 0.9256 | 1 | 475656 | -35389 | 1.69 | 253 | 364 | 375 | 6428 | AMBER | 8.32 | Medium | 0.9232 | 1.0832
977 | 5 | Feb-2026 | BCC-MEC-PIPE-707 | 7.07 | FLOORS-ALL | Mechanical Works | EP-MEC-PIPE | 440267 | 1850 | m | 237.98 | 25 | 3.03 | 56.0433 | 13340 | 3.03 | 56.0433 | 56.0433 | 13340 | 14461 | 14461 | -1121 | 0 | 0.9225 | 1 | 477254 | -36987 | 3.28 | 584 | 741 | 733 | 12404 | AMBER | 8.44 | Medium | 0.9222 | 1.0844
978 | 6 | Mar-2026 | BCC-MEC-PIPE-707 | 7.07 | FLOORS-ALL | Mechanical Works | EP-MEC-PIPE | 440267 | 1850 | m | 237.98 | 25 | 5 | 92.5 | 22013 | 5 | 92.5 | 92.5 | 22013 | 23895 | 23895 | -1882 | 0 | 0.9212 | 1 | 477927 | -37660 | 5.43 | 1094 | 1213 | 1219 | 20369 | AMBER | 8.54 | Medium | 0.9213 | 1.0854
979 | 7 | Apr-2026 | BCC-MEC-PIPE-707 | 7.07 | FLOORS-ALL | Mechanical Works | EP-MEC-PIPE | 440267 | 1850 | m | 237.98 | 25 | 6.97 | 128.9567 | 30687 | 6.97 | 128.9567 | 128.9567 | 30687 | 33349 | 33349 | -2662 | 0 | 0.9202 | 1 | 478448 | -38181 | 7.57 | 1296 | 1706 | 1704 | 28642 | AMBER | 8.66 | Medium | 0.9203 | 1.0866
980 | 8 | May-2026 | BCC-MEC-PIPE-707 | 7.07 | FLOORS-ALL | Mechanical Works | EP-MEC-PIPE | 440267 | 1850 | m | 237.98 | 25 | 8.44 | 156.2154 | 37159 | 8.44 | 156.2154 | 156.2154 | 37159 | 40442 | 40442 | -3283 | 0 | 0.9188 | 1 | 479175 | -38908 | 9.19 | 2932 | 2011 | 2074 | 33424 | AMBER | 8.78 | Medium | 0.9193 | 1.0878
981 | 9 | Jun-2026 | BCC-MEC-PIPE-707 | 7.07 | FLOORS-ALL | Mechanical Works | EP-MEC-PIPE | 440267 | 1850 | m | 237.98 | 25 | 9.32 | 172.4905 | 41033 | 9.32 | 172.4905 | 172.4905 | 41033 | 44704 | 44704 | -3671 | 0 | 0.9179 | 1 | 479647 | -39380 | 10.15 | 3069 | 2264 | 2194 | 37177 | AMBER | 8.9 | Medium | 0.9183 | 1.089
982 | 10 | Jul-2026 | BCC-MEC-PIPE-707 | 7.07 | FLOORS-ALL | Mechanical Works | EP-MEC-PIPE | 440267 | 1850 | m | 237.98 | 25 | 9.78 | 180.9356 | 43058 | 9.78 | 180.9356 | 180.9356 | 43058 | 46943 | 46943 | -3885 | 0 | 0.9172 | 1 | 480010 | -39743 | 10.66 | 1429 | 2396 | 2407 | 40710 | AMBER | 9.02 | Medium | 0.9173 | 1.0902
983 | 11 | Aug-2026 | BCC-MEC-PIPE-707 | 7.07 | FLOORS-ALL | Mechanical Works | EP-MEC-PIPE | 440267 | 1850 | m | 237.98 | 25 | 10 | 185 | 44027 | 10 | 185 | 185 | 44027 | 48076 | 48076 | -4049 | 0 | 0.9158 | 1 | 480747 | -40480 | 10.92 | 2612 | 2473 | 2413 | 40579 | AMBER | 9.19 | Medium | 0.9158 | 1.0919
984 | 12 | Sep-2026 | BCC-MEC-PIPE-707 | 7.07 | FLOORS-ALL | Mechanical Works | EP-MEC-PIPE | 440267 | 1850 | m | 237.98 | 25 | 19 | 351.5 | 83651 | 19 | 351.5 | 351.5 | 83651 | 89641 | 89641 | -5990 | 0 | 0.9332 | 1 | 471784 | -31517 | 20.36 | 4045 | 4404 | 4613 | 76579 | AMBER | 7.16 | Medium | 0.9332 | 1.0716
985 | 1 | Oct-2025 | BCC-FFE-SPPK-801 | 8.01 | FLOORS-ALL | Firefighting Syste | EP-FFE-SPPK | 1099372 | 4200 | m | 261.76 | 22 | 0 | 0 | 0 | 0 | 0 | 0 | 0 | 0 | 0 | 0 | 0 | - | - | 1099372 | 0 | 0 | 0 | 0 | 0 | 0 | NOT STARTED | 0 | Low | - | 1
986 | 2 | Nov-2025 | BCC-FFE-SPPK-801 | 8.01 | FLOORS-ALL | Firefighting Syste | EP-FFE-SPPK | 1099372 | 4200 | m | 261.76 | 22 | 0.07 | 2.7682 | 76956 | 0.07 | 2.7682 | 2.7682 | 76956 | 767 | 767 | 76189 | 0 | 100.3338 | 1 | 10957 | 1088415 | 0.07 | 138 | 513 | 116 | 0 | AMBER | 5.84 | Medium | 0.9448 | 1.0584
987 | 3 | Dec-2025 | BCC-FFE-SPPK-801 | 8.01 | FLOORS-ALL | Firefighting Syste | EP-FFE-SPPK | 1099372 | 4200 | m | 261.76 | 22 | 0.2 | 8.52 | 219874 | 0.2 | 8.52 | 8.52 | 219874 | 2362 | 2362 | 217512 | 0 | 93.0881 | 1 | 11810 | 1087562 | 0.21 | 514 | 1492 | 356 | 0 | AMBER | 5.9 | Medium | 0.9443 | 1.059
988 | 4 | Jan-2026 | BCC-FFE-SPPK-801 | 8.01 | FLOORS-ALL | Firefighting Syste | EP-FFE-SPPK | 1099372 | 4200 | m | 261.76 | 22 | 0.47 | 19.6046 | 516705 | 0.47 | 19.6046 | 19.6046 | 516705 | 5440 | 5440 | 511265 | 0 | 94.9825 | 1 | 11574 | 1087798 | 0.49 | 1057 | 3552 | 832 | 0 | AMBER | 6.01 | Medium | 0.9433 | 1.0601
989 | 5 | Feb-2026 | BCC-FFE-SPPK-801 | 8.01 | FLOORS-ALL | Firefighting Syste | EP-FFE-SPPK | 1099372 | 4200 | m | 261.76 | 22 | 0.91 | 38.17 | 1000429 | 0.91 | 38.17 | 38.17 | 1000429 | 10604 | 10604 | 989825 | 0 | 94.3445 | 1 | 11653 | 1087719 | 0.96 | 2087 | 6908 | 1608 | 0 | AMBER | 6.12 | Medium | 0.9423 | 1.0612
990 | 6 | Mar-2026 | BCC-FFE-SPPK-801 | 8.01 | FLOORS-ALL | Firefighting Syste | EP-FFE-SPPK | 1099372 | 4200 | m | 261.76 | 22 | 1.5 | 63 | 16491 | 1.5 | 63 | 63 | 16491 | 17520 | 17520 | -1029 | 0 | 0.9413 | 1 | 1167930 | -68558 | 1.59 | 3698 | 11149 | 2672 | 0 | AMBER | 6.24 | Medium | 0.9413 | 1.0624
991 | 7 | Apr-2026 | BCC-FFE-SPPK-801 | 8.01 | FLOORS-ALL | Firefighting Syste | EP-FFE-SPPK | 1099372 | 4200 | m | 261.76 | 22 | 2.09 | 87.83 | 22977 | 2.09 | 87.83 | 87.83 | 22977 | 24451 | 24451 | -1474 | 0 | 0.9397 | 1 | 1169918 | -70546 | 2.22 | 5178 | 15567 | 3706 | 0 | AMBER | 6.35 | Medium | 0.9403 | 1.0635
992 | 8 | May-2026 | BCC-FFE-SPPK-801 | 8.01 | FLOORS-ALL | Firefighting Syste | EP-FFE-SPPK | 1099372 | 4200 | m | 261.76 | 22 | 2.53 | 106.3954 | 27814 | 2.53 | 106.3954 | 106.3954 | 27814 | 29650 | 29650 | -1836 | 0 | 0.9381 | 1 | 1171914 | -72542 | 2.7 | 5525 | 19619 | 4506 | 0 | AMBER | 6.46 | Medium | 0.9393 | 1.0646
993 | 9 | Jun-2026 | BCC-FFE-SPPK-801 | 8.01 | FLOORS-ALL | Firefighting Syste | EP-FFE-SPPK | 1099372 | 4200 | m | 261.76 | 22 | 2.8 | 117.48 | 30782 | 2.8 | 117.48 | 117.48 | 30782 | 32775 | 32775 | -1993 | 0 | 0.9392 | 1 | 1170541 | -71169 | 2.98 | 6678 | 21143 | 4953 | 0 | AMBER | 6.59 | Medium | 0.9382 | 1.0659
994 | 10 | Jul-2026 | BCC-FFE-SPPK-801 | 8.01 | FLOORS-ALL | Firefighting Syste | EP-FFE-SPPK | 1099372 | 4200 | m | 261.76 | 22 | 2.93 | 123.2318 | 32212 | 2.93 | 123.2318 | 123.2318 | 32212 | 34416 | 34416 | -2204 | 0 | 0.936 | 1 | 1174544 | -75172 | 3.13 | 6982 | 22131 | 5304 | 0 | AMBER | 6.69 | Medium | 0.9373 | 1.0669
995 | 11 | Aug-2026 | BCC-FFE-SPPK-801 | 8.01 | FLOORS-ALL | Firefighting Syste | EP-FFE-SPPK | 1099372 | 4200 | m | 261.76 | 22 | 3 | 126 | 32981 | 3 | 126 | 126 | 32981 | 34355 | 34355 | -1374 | 0 | 0.96 | 1 | 1145179 | -45807 | 3.12 | 6706 | 22416 | 5233 | 0 | GREEN | 4.17 | Low | 0.96 | 1.0417
996 | 12 | Sep-2026 | BCC-FFE-SPPK-801 | 8.01 | FLOORS-ALL | Firefighting Syste | EP-FFE-SPPK | 1099372 | 4200 | m | 261.76 | 22 | 14 | 588 | 153912 | 14 | 588 | 588 | 153912 | 160325 | 160325 | -6413 | 0 | 0.96 | 1 | 1145179 | -45807 | 14.58 | 35034 | 101902 | 23389 | 0 | GREEN | 4.17 | Low | 0.96 | 1.0417
997 | 1 | Oct-2025 | BCC-FFE-SPPK-802 | 8.02 | FLOORS-ALL | Firefighting Syste | EP-FFE-SPPK | 507975 | 850 | m | 597.62 | 22 | 0 | 0 | 0 | 0 | 0 | 0 | 0 | 0 | 0 | 0 | 0 | - | - | 507975 | 0 | 0 | 0 | 0 | 0 | 0 | NOT STARTED | 0 | Low | - | 1
998 | 2 | Nov-2025 | BCC-FFE-SPPK-802 | 8.02 | FLOORS-ALL | Firefighting Syste | EP-FFE-SPPK | 507975 | 850 | m | 597.62 | 22 | 0.29 | 2.4277 | 147313 | 0.29 | 2.4277 | 2.4277 | 147313 | 1560 | 1560 | 145753 | 0 | 94.4314 | 1 | 5379 | 502596 | 0.31 | 317 | 1005 | 238 | 0 | AMBER | 7.53 | Medium | 0.93 | 1.0753
999 | 3 | Dec-2025 | BCC-FFE-SPPK-802 | 8.02 | FLOORS-ALL | Firefighting Syste | EP-FFE-SPPK | 507975 | 850 | m | 597.62 | 22 | 0.88 | 7.4719 | 447018 | 0.88 | 7.4719 | 7.4719 | 447018 | 4806 | 4806 | 442212 | 0 | 93.0125 | 1 | 5461 | 502514 | 0.95 | 902 | 3200 | 705 | 0 | AMBER | 7.63 | Medium | 0.9291 | 1.0763
1000 | 4 | Jan-2026 | BCC-FFE-SPPK-802 | 8.02 | FLOORS-ALL | Firefighting Syste | EP-FFE-SPPK | 507975 | 850 | m | 597.62 | 22 | 2.02 | 17.193 | 10261 | 2.02 | 17.193 | 17.193 | 10261 | 11070 | 11070 | -809 | 0 | 0.9269 | 1 | 548036 | -40061 | 2.18 | 2361 | 7042 | 1668 | 0 | AMBER | 7.75 | Medium | 0.9281 | 1.0775
1001 | 5 | Feb-2026 | BCC-FFE-SPPK-802 | 8.02 | FLOORS-ALL | Firefighting Syste | EP-FFE-SPPK | 507975 | 850 | m | 597.62 | 22 | 3.94 | 33.4745 | 20014 | 3.94 | 33.4745 | 33.4745 | 20014 | 21576 | 21576 | -1562 | 0 | 0.9276 | 1 | 547623 | -39648 | 4.25 | 4365 | 14008 | 3204 | 0 | AMBER | 7.85 | Medium | 0.9272 | 1.0785
1002 | 6 | Mar-2026 | BCC-FFE-SPPK-802 | 8.02 | FLOORS-ALL | Firefighting Syste | EP-FFE-SPPK | 507975 | 850 | m | 597.62 | 22 | 6.5 | 55.25 | 33018 | 6.5 | 55.25 | 55.25 | 33018 | 35652 | 35652 | -2634 | 0 | 0.9261 | 1 | 548509 | -40534 | 7.02 | 7682 | 22616 | 5353 | 0 | AMBER | 7.98 | Medium | 0.9261 | 1.0798
1003 | 7 | Apr-2026 | BCC-FFE-SPPK-802 | 8.02 | FLOORS-ALL | Firefighting Syste | EP-FFE-SPPK | 507975 | 850 | m | 597.62 | 22 | 9.06 | 77.0255 | 46023 | 9.06 | 77.0255 | 77.0255 | 46023 | 49755 | 49755 | -3732 | 0 | 0.925 | 1 | 549163 | -41188 | 9.79 | 9020 | 33066 | 7669 | 0 | AMBER | 8.08 | Medium | 0.9252 | 1.0809
1004 | 8 | May-2026 | BCC-FFE-SPPK-802 | 8.02 | FLOORS-ALL | Firefighting Syste | EP-FFE-SPPK | 507975 | 850 | m | 597.62 | 22 | 10.98 | 93.307 | 55776 | 10.98 | 93.307 | 93.307 | 55776 | 60339 | 60339 | -4563 | 0 | 0.9244 | 1 | 549520 | -41545 | 11.88 | 11757 | 39411 | 9172 | 0 | AMBER | 8.21 | Medium | 0.9241 | 1.0821
1005 | 9 | Jun-2026 | BCC-FFE-SPPK-802 | 8.02 | FLOORS-ALL | Firefighting Syste | EP-FFE-SPPK | 507975 | 850 | m | 597.62 | 22 | 12.12 | 103.0281 | 61567 | 12.12 | 103.0281 | 103.0281 | 61567 | 66697 | 66697 | -5130 | 0 | 0.9231 | 1 | 550294 | -42319 | 13.13 | 13339 | 43438 | 9920 | 0 | AMBER | 8.32 | Medium | 0.9232 | 1.0832
1006 | 10 | Jul-2026 | BCC-FFE-SPPK-802 | 8.02 | FLOORS-ALL | Firefighting Syste | EP-FFE-SPPK | 507975 | 850 | m | 597.62 | 22 | 12.71 | 108.0723 | 64564 | 12.71 | 108.0723 | 108.0723 | 64564 | 70038 | 70038 | -5474 | 0 | 0.9218 | 1 | 551066 | -43091 | 13.79 | 13004 | 46745 | 10289 | 0 | AMBER | 8.44 | Medium | 0.9222 | 1.0844
1007 | 11 | Aug-2026 | BCC-FFE-SPPK-802 | 8.02 | FLOORS-ALL | Firefighting Syste | EP-FFE-SPPK | 507975 | 850 | m | 597.62 | 22 | 15 | 110.5 | 76196 | 13 | 110.5 | 110.5 | 66037 | 68788 | 68788 | -2751 | -10159 | 0.96 | 0.8667 | 529140 | -21165 | 13.54 | 14152 | 44277 | 10359 | 0 | GREEN | 4.17 | Low | 0.96 | 1.0417
1008 | 12 | Sep-2026 | BCC-FFE-SPPK-802 | 8.02 | FLOORS-ALL | Firefighting Syste | EP-FFE-SPPK | 507975 | 850 | m | 597.62 | 22 | 11 | 93.5 | 55877 | 11 | 93.5 | 93.5 | 55877 | 58205 | 58205 | -2328 | 0 | 0.96 | 1 | 529141 | -21166 | 11.46 | 10943 | 38761 | 8502 | 0 | GREEN | 4.17 | Low | 0.96 | 1.0417
1009 | 1 | Oct-2025 | BCC-FFE-SPPK-803 | 8.03 | FLOORS-ALL | Firefighting Syste | EP-FFE-SPPK | 69175 | 580 | No. | 119.27 | 22 | 0 | 0 | 0 | 0 | 0 | 0 | 0 | 0 | 0 | 0 | 0 | - | - | 69175 | 0 | 0 | 0 | 0 | 0 | 0 | NOT STARTED | 0 | Low | - | 1
1010 | 2 | Nov-2025 | BCC-FFE-SPPK-803 | 8.03 | FLOORS-ALL | Firefighting Syste | EP-FFE-SPPK | 69175 | 580 | No. | 119.27 | 22 | 0.26 | 1.5291 | 17986 | 0.26 | 1.5291 | 1.5291 | 17986 | 192 | 192 | 17794 | 0 | 93.6771 | 1 | 738 | 68437 | 0.28 | 38 | 125 | 29 | 0 | AMBER | 5.49 | Medium | 0.948 | 1.0548
1011 | 3 | Dec-2025 | BCC-FFE-SPPK-803 | 8.03 | FLOORS-ALL | Firefighting Syste | EP-FFE-SPPK | 69175 | 580 | No. | 119.27 | 22 | 0.81 | 4.7063 | 56032 | 0.81 | 4.7063 | 4.7063 | 56032 | 594 | 594 | 55438 | 0 | 94.33 | 1 | 733 | 68442 | 0.86 | 127 | 381 | 86 | 0 | AMBER | 5.75 | Medium | 0.9456 | 1.0575
1012 | 4 | Jan-2026 | BCC-FFE-SPPK-803 | 8.03 | FLOORS-ALL | Firefighting Syste | EP-FFE-SPPK | 69175 | 580 | No. | 119.27 | 22 | 1.87 | 10.8292 | 1294 | 1.87 | 10.8292 | 10.8292 | 1294 | 1367 | 1367 | -73 | 0 | 0.9466 | 1 | 73077 | -3902 | 1.98 | 252 | 905 | 210 | 0 | AMBER | 5.83 | Medium | 0.9449 | 1.0583
1013 | 5 | Feb-2026 | BCC-FFE-SPPK-803 | 8.03 | FLOORS-ALL | Firefighting Syste | EP-FFE-SPPK | 69175 | 580 | No. | 119.27 | 22 | 3.64 | 21.0844 | 2518 | 3.64 | 21.0844 | 21.0844 | 2518 | 2664 | 2664 | -146 | 0 | 0.9452 | 1 | 73186 | -4011 | 3.85 | 500 | 1754 | 410 | 0 | AMBER | 5.93 | Medium | 0.944 | 1.0593
1014 | 6 | Mar-2026 | BCC-FFE-SPPK-803 | 8.03 | FLOORS-ALL | Firefighting Syste | EP-FFE-SPPK | 69175 | 580 | No. | 119.27 | 22 | 6 | 34.8 | 4150 | 6 | 34.8 | 34.8 | 4150 | 4402 | 4402 | -252 | 0 | 0.9428 | 1 | 73372 | -4197 | 6.36 | 892 | 2848 | 662 | 0 | AMBER | 6.04 | Medium | 0.943 | 1.0604
1015 | 7 | Apr-2026 | BCC-FFE-SPPK-803 | 8.03 | FLOORS-ALL | Firefighting Syste | EP-FFE-SPPK | 69175 | 580 | No. | 119.27 | 22 | 8.36 | 48.5156 | 5783 | 8.36 | 48.5156 | 48.5156 | 5783 | 6142 | 6142 | -359 | 0 | 0.9415 | 1 | 73473 | -4298 | 8.88 | 1172 | 4031 | 939 | 0 | AMBER | 6.16 | Medium | 0.942 | 1.0616
1016 | 8 | May-2026 | BCC-FFE-SPPK-803 | 8.03 | FLOORS-ALL | Firefighting Syste | EP-FFE-SPPK | 69175 | 580 | No. | 119.27 | 22 | 10.13 | 58.7708 | 7007 | 10.13 | 58.7708 | 58.7708 | 7007 | 7449 | 7449 | -442 | 0 | 0.9407 | 1 | 73536 | -4361 | 10.77 | 1597 | 4745 | 1108 | 0 | AMBER | 6.28 | Medium | 0.9409 | 1.0628
1017 | 9 | Jun-2026 | BCC-FFE-SPPK-803 | 8.03 | FLOORS-ALL | Firefighting Syste | EP-FFE-SPPK | 69175 | 580 | No. | 119.27 | 22 | 11.19 | 64.8937 | 7741 | 11.19 | 64.8937 | 64.8937 | 7741 | 8235 | 8235 | -494 | 0 | 0.94 | 1 | 73590 | -4415 | 11.9 | 1785 | 5248 | 1202 | 0 | AMBER | 6.39 | Medium | 0.9399 | 1.0639
1018 | 10 | Jul-2026 | BCC-FFE-SPPK-803 | 8.03 | FLOORS-ALL | Firefighting Syste | EP-FFE-SPPK | 69175 | 580 | No. | 119.27 | 22 | 11.74 | 68.0709 | 8121 | 11.74 | 68.0709 | 68.0709 | 8121 | 8646 | 8646 | -525 | 0 | 0.9393 | 1 | 73645 | -4470 | 12.5 | 1844 | 5514 | 1288 | 0 | AMBER | 6.5 | Medium | 0.939 | 1.065
1019 | 11 | Aug-2026 | BCC-FFE-SPPK-803 | 8.03 | FLOORS-ALL | Firefighting Syste | EP-FFE-SPPK | 69175 | 580 | No. | 119.27 | 22 | 12 | 69.6 | 8301 | 12 | 69.6 | 69.6 | 8301 | 8647 | 8647 | -346 | 0 | 0.96 | 1 | 72057 | -2882 | 12.5 | 1772 | 5555 | 1320 | 0 | GREEN | 4.17 | Low | 0.96 | 1.0417
1020 | 12 | Sep-2026 | BCC-FFE-SPPK-803 | 8.03 | FLOORS-ALL | Firefighting Syste | EP-FFE-SPPK | 69175 | 580 | No. | 119.27 | 22 | 15 | 87 | 10376 | 15 | 87 | 87 | 10376 | 10808 | 10808 | -432 | 0 | 0.96 | 1 | 72057 | -2882 | 15.62 | 2048 | 7091 | 1669 | 0 | GREEN | 4.17 | Low | 0.96 | 1.0417
1021 | 1 | Oct-2025 | BCC-FFE-SPPK-804 | 8.04 | FLOORS-ALL | Firefighting Syste | EP-FFE-SPPK | 310026 | 1 | No. | 310026 | 22 | 0 | 0 | 0 | 0 | 0 | 0 | 0 | 0 | 0 | 0 | 0 | - | - | 310026 | 0 | 0 | 0 | 0 | 0 | 0 | NOT STARTED | 0 | Low | - | 1
1022 | 2 | Nov-2025 | BCC-FFE-SPPK-804 | 8.04 | FLOORS-ALL | Firefighting Syste | EP-FFE-SPPK | 310026 | 1 | No. | 310026 | 22 | 0.15 | 0.0015 | 46504 | 0.15 | 0.0015 | 0.0015 | 46504 | 504 | 504 | 46000 | 0 | 92.2698 | 1 | 3360 | 306666 | 0.16 | 92 | 335 | 77 | 0 | AMBER | 5.64 | Medium | 0.9466 | 1.0564
1023 | 3 | Dec-2025 | BCC-FFE-SPPK-804 | 8.04 | FLOORS-ALL | Firefighting Syste | EP-FFE-SPPK | 310026 | 1 | No. | 310026 | 22 | 0.47 | 0.0047 | 145712 | 0.47 | 0.0047 | 0.0047 | 145712 | 1551 | 1551 | 144161 | 0 | 93.9471 | 1 | 3300 | 306726 | 0.5 | 288 | 1035 | 227 | 0 | AMBER | 5.66 | Medium | 0.9464 | 1.0566
1024 | 4 | Jan-2026 | BCC-FFE-SPPK-804 | 8.04 | FLOORS-ALL | Firefighting Syste | EP-FFE-SPPK | 310026 | 1 | No. | 310026 | 22 | 1.09 | 0.0109 | 3379 | 1.09 | 0.0109 | 0.0109 | 3379 | 3572 | 3572 | -193 | 0 | 0.946 | 1 | 327723 | -17697 | 1.15 | 702 | 2347 | 523 | 0 | AMBER | 5.79 | Medium | 0.9453 | 1.0579
1025 | 5 | Feb-2026 | BCC-FFE-SPPK-804 | 8.04 | FLOORS-ALL | Firefighting Syste | EP-FFE-SPPK | 310026 | 1 | No. | 310026 | 22 | 2.12 | 0.0212 | 6573 | 2.12 | 0.0212 | 0.0212 | 6573 | 6962 | 6962 | -389 | 0 | 0.9441 | 1 | 328382 | -18356 | 2.25 | 1441 | 4451 | 1071 | 0 | AMBER | 5.9 | Medium | 0.9443 | 1.059
1026 | 6 | Mar-2026 | BCC-FFE-SPPK-804 | 8.04 | FLOORS-ALL | Firefighting Syste | EP-FFE-SPPK | 310026 | 1 | No. | 310026 | 22 | 3.5 | 0.035 | 10851 | 3.5 | 0.035 | 0.035 | 10851 | 11503 | 11503 | -652 | 0 | 0.9433 | 1 | 328661 | -18635 | 3.71 | 2099 | 7682 | 1722 | 0 | AMBER | 6.01 | Medium | 0.9433 | 1.0601
1027 | 7 | Apr-2026 | BCC-FFE-SPPK-804 | 8.04 | FLOORS-ALL | Firefighting Syste | EP-FFE-SPPK | 310026 | 1 | No. | 310026 | 22 | 4.88 | 0.0488 | 15129 | 4.88 | 0.0488 | 0.0488 | 15129 | 16055 | 16055 | -926 | 0 | 0.9423 | 1 | 329009 | -18983 | 5.18 | 3108 | 10483 | 2463 | 0 | AMBER | 6.12 | Medium | 0.9423 | 1.0612
1028 | 8 | May-2026 | BCC-FFE-SPPK-804 | 8.04 | FLOORS-ALL | Firefighting Syste | EP-FFE-SPPK | 310026 | 1 | No. | 310026 | 22 | 5.91 | 0.0591 | 18323 | 5.91 | 0.0591 | 0.0591 | 18323 | 19468 | 19468 | -1145 | 0 | 0.9412 | 1 | 329395 | -19369 | 6.28 | 4268 | 12284 | 2917 | 0 | AMBER | 6.24 | Medium | 0.9413 | 1.0624
1029 | 9 | Jun-2026 | BCC-FFE-SPPK-804 | 8.04 | FLOORS-ALL | Firefighting Syste | EP-FFE-SPPK | 310026 | 1 | No. | 310026 | 22 | 6.53 | 0.0653 | 20245 | 6.53 | 0.0653 | 0.0653 | 20245 | 21520 | 21520 | -1275 | 0 | 0.9408 | 1 | 329536 | -19510 | 6.94 | 4311 | 14036 | 3173 | 0 | AMBER | 6.35 | Medium | 0.9403 | 1.0635
1030 | 10 | Jul-2026 | BCC-FFE-SPPK-804 | 8.04 | FLOORS-ALL | Firefighting Syste | EP-FFE-SPPK | 310026 | 1 | No. | 310026 | 22 | 6.85 | 0.0685 | 21237 | 6.85 | 0.0685 | 0.0685 | 21237 | 22598 | 22598 | -1361 | 0 | 0.9398 | 1 | 329886 | -19860 | 7.29 | 4193 | 15116 | 3288 | 0 | AMBER | 6.46 | Medium | 0.9393 | 1.0646
1031 | 11 | Aug-2026 | BCC-FFE-SPPK-804 | 8.04 | FLOORS-ALL | Firefighting Syste | EP-FFE-SPPK | 310026 | 1 | No. | 310026 | 22 | 7 | 0.07 | 21702 | 7 | 0.07 | 0.07 | 21702 | 22606 | 22606 | -904 | 0 | 0.96 | 1 | 322944 | -12918 | 7.29 | 4801 | 14512 | 3293 | 0 | GREEN | 4.17 | Low | 0.96 | 1.0417
1032 | 12 | Sep-2026 | BCC-FFE-SPPK-804 | 8.04 | FLOORS-ALL | Firefighting Syste | EP-FFE-SPPK | 310026 | 1 | No. | 310026 | 22 | 9 | 0.09 | 27902 | 9 | 0.09 | 0.09 | 27902 | 29065 | 29065 | -1163 | 0 | 0.96 | 1 | 322944 | -12918 | 9.38 | 6144 | 18646 | 4275 | 0 | GREEN | 4.17 | Low | 0.96 | 1.0417
1033 | 1 | Oct-2025 | BCC-FFE-HREEL-805 | 8.05 | FLOORS-ALL | Firefighting Syste | EP-FFE-HREEL | 135037 | 32 | No. | 4219.91 | 22 | 0 | 0 | 0 | 0 | 0 | 0 | 0 | 0 | 0 | 0 | 0 | - | - | 135037 | 0 | 0 | 0 | 0 | 0 | 0 | NOT STARTED | 0 | Low | - | 1
1034 | 2 | Nov-2025 | BCC-FFE-HREEL-805 | 8.05 | FLOORS-ALL | Firefighting Syste | EP-FFE-HREEL | 135037 | 32 | No. | 4219.91 | 22 | 0 | 0 | 0 | 0 | 0 | 0 | 0 | 0 | 0 | 0 | 0 | - | - | 135037 | 0 | 0 | 0 | 0 | 0 | 0 | NOT STARTED | 0 | Low | - | 1
1035 | 3 | Dec-2025 | BCC-FFE-HREEL-805 | 8.05 | FLOORS-ALL | Firefighting Syste | EP-FFE-HREEL | 135037 | 32 | No. | 4219.91 | 22 | 0 | 0 | 0 | 0 | 0 | 0 | 0 | 0 | 0 | 0 | 0 | - | - | 135037 | 0 | 0 | 0 | 0 | 0 | 0 | NOT STARTED | 0 | Low | - | 1
1036 | 4 | Jan-2026 | BCC-FFE-HREEL-805 | 8.05 | FLOORS-ALL | Firefighting Syste | EP-FFE-HREEL | 135037 | 32 | No. | 4219.91 | 22 | 0 | 0 | 0 | 0 | 0 | 0 | 0 | 0 | 0 | 0 | 0 | - | - | 135037 | 0 | 0 | 0 | 0 | 0 | 0 | NOT STARTED | 0 | Low | - | 1
1037 | 5 | Feb-2026 | BCC-FFE-HREEL-805 | 8.05 | FLOORS-ALL | Firefighting Syste | EP-FFE-HREEL | 135037 | 32 | No. | 4219.91 | 22 | 0 | 0 | 0 | 0 | 0 | 0 | 0 | 0 | 0 | 0 | 0 | - | - | 135037 | 0 | 0 | 0 | 0 | 0 | 0 | NOT STARTED | 0 | Low | - | 1
1038 | 6 | Mar-2026 | BCC-FFE-HREEL-805 | 8.05 | FLOORS-ALL | Firefighting Syste | EP-FFE-HREEL | 135037 | 32 | No. | 4219.91 | 22 | 0 | 0 | 0 | 0 | 0 | 0 | 0 | 0 | 0 | 0 | 0 | - | - | 135037 | 0 | 0 | 0 | 0 | 0 | 0 | NOT STARTED | 0 | Low | - | 1
1039 | 7 | Apr-2026 | BCC-FFE-HREEL-805 | 8.05 | FLOORS-ALL | Firefighting Syste | EP-FFE-HREEL | 135037 | 32 | No. | 4219.91 | 22 | 0 | 0 | 0 | 0 | 0 | 0 | 0 | 0 | 0 | 0 | 0 | - | - | 135037 | 0 | 0 | 0 | 0 | 0 | 0 | NOT STARTED | 0 | Low | - | 1
1040 | 8 | May-2026 | BCC-FFE-HREEL-805 | 8.05 | FLOORS-ALL | Firefighting Syste | EP-FFE-HREEL | 135037 | 32 | No. | 4219.91 | 22 | 0 | 0 | 0 | 0 | 0 | 0 | 0 | 0 | 0 | 0 | 0 | - | - | 135037 | 0 | 0 | 0 | 0 | 0 | 0 | NOT STARTED | 0 | Low | - | 1
1041 | 9 | Jun-2026 | BCC-FFE-HREEL-805 | 8.05 | FLOORS-ALL | Firefighting Syste | EP-FFE-HREEL | 135037 | 32 | No. | 4219.91 | 22 | 0 | 0 | 0 | 0 | 0 | 0 | 0 | 0 | 0 | 0 | 0 | - | - | 135037 | 0 | 0 | 0 | 0 | 0 | 0 | NOT STARTED | 0 | Low | - | 1
1042 | 10 | Jul-2026 | BCC-FFE-HREEL-805 | 8.05 | FLOORS-ALL | Firefighting Syste | EP-FFE-HREEL | 135037 | 32 | No. | 4219.91 | 22 | 0 | 0 | 0 | 0 | 0 | 0 | 0 | 0 | 0 | 0 | 0 | - | - | 135037 | 0 | 0 | 0 | 0 | 0 | 0 | NOT STARTED | 0 | Low | - | 1
1043 | 11 | Aug-2026 | BCC-FFE-HREEL-805 | 8.05 | FLOORS-ALL | Firefighting Syste | EP-FFE-HREEL | 135037 | 32 | No. | 4219.91 | 22 | 14 | 0 | 18905 | 0 | 0 | 0 | 0 | 0 | 0 | 0 | -18905 | - | - | 135037 | 0 | 0 | 0 | 0 | 0 | 0 | NOT STARTED | 0 | Low | - | 1
1044 | 12 | Sep-2026 | BCC-FFE-HREEL-805 | 8.05 | FLOORS-ALL | Firefighting Syste | EP-FFE-HREEL | 135037 | 32 | No. | 4219.91 | 22 | 13 | 4.16 | 17555 | 13 | 4.16 | 4.16 | 17555 | 18286 | 18286 | -731 | 0 | 0.96 | 1 | 140663 | -5626 | 13.54 | 3769 | 11811 | 2706 | 0 | GREEN | 4.17 | Low | 0.96 | 1.0417
1045 | 1 | Oct-2025 | BCC-FFE-HREEL-806 | 8.06 | FLOORS-ALL | Firefighting Syste | EP-FFE-HREEL | 62410 | 18 | No. | 3467.22 | 22 | 0 | 0 | 0 | 0 | 0 | 0 | 0 | 0 | 0 | 0 | 0 | - | - | 62410 | 0 | 0 | 0 | 0 | 0 | 0 | NOT STARTED | 0 | Low | - | 1
1046 | 2 | Nov-2025 | BCC-FFE-HREEL-806 | 8.06 | FLOORS-ALL | Firefighting Syste | EP-FFE-HREEL | 62410 | 18 | No. | 3467.22 | 22 | 0.2 | 0.0356 | 12482 | 0.2 | 0.0356 | 0.0356 | 12482 | 130 | 130 | 12352 | 0 | 96.0154 | 1 | 650 | 61760 | 0.21 | 28 | 82 | 20 | 0 | AMBER | 5.63 | Medium | 0.9467 | 1.0563
1047 | 3 | Dec-2025 | BCC-FFE-HREEL-806 | 8.06 | FLOORS-ALL | Firefighting Syste | EP-FFE-HREEL | 62410 | 18 | No. | 3467.22 | 22 | 0.61 | 0.1095 | 38070 | 0.61 | 0.1095 | 0.1095 | 38070 | 402 | 402 | 37668 | 0 | 94.7015 | 1 | 659 | 61751 | 0.64 | 87 | 255 | 61 | 0 | AMBER | 5.86 | Medium | 0.9446 | 1.0586
1048 | 4 | Jan-2026 | BCC-FFE-HREEL-806 | 8.06 | FLOORS-ALL | Firefighting Syste | EP-FFE-HREEL | 62410 | 18 | No. | 3467.22 | 22 | 1.4 | 0.2521 | 874 | 1.4 | 0.2521 | 0.2521 | 874 | 926 | 926 | -52 | 0 | 0.9438 | 1 | 66126 | -3716 | 1.48 | 203 | 585 | 138 | 0 | AMBER | 5.99 | Medium | 0.9435 | 1.0599
1049 | 5 | Feb-2026 | BCC-FFE-HREEL-806 | 8.06 | FLOORS-ALL | Firefighting Syste | EP-FFE-HREEL | 62410 | 18 | No. | 3467.22 | 22 | 2.73 | 0.4908 | 1704 | 2.73 | 0.4908 | 0.4908 | 1704 | 1805 | 1805 | -101 | 0 | 0.944 | 1 | 66112 | -3702 | 2.89 | 373 | 1162 | 269 | 0 | AMBER | 6.06 | Medium | 0.9429 | 1.0606
1050 | 6 | Mar-2026 | BCC-FFE-HREEL-806 | 8.06 | FLOORS-ALL | Firefighting Syste | EP-FFE-HREEL | 62410 | 18 | No. | 3467.22 | 22 | 4.5 | 0.81 | 2808 | 4.5 | 0.81 | 0.81 | 2808 | 2982 | 2982 | -174 | 0 | 0.9416 | 1 | 66281 | -3871 | 4.78 | 578 | 1957 | 448 | 0 | AMBER | 6.19 | Medium | 0.9417 | 1.0619
1051 | 7 | Apr-2026 | BCC-FFE-HREEL-806 | 8.06 | FLOORS-ALL | Firefighting Syste | EP-FFE-HREEL | 62410 | 18 | No. | 3467.22 | 22 | 6.27 | 1.1292 | 3913 | 6.27 | 1.1292 | 1.1292 | 3913 | 4162 | 4162 | -249 | 0 | 0.9402 | 1 | 66380 | -3970 | 6.67 | 862 | 2682 | 618 | 0 | AMBER | 6.3 | Medium | 0.9407 | 1.063
1052 | 8 | May-2026 | BCC-FFE-HREEL-806 | 8.06 | FLOORS-ALL | Firefighting Syste | EP-FFE-HREEL | 62410 | 18 | No. | 3467.22 | 22 | 7.6 | 1.3679 | 4743 | 7.6 | 1.3679 | 1.3679 | 4743 | 5048 | 5048 | -305 | 0 | 0.9396 | 1 | 66422 | -4012 | 8.09 | 1035 | 3254 | 759 | 0 | AMBER | 6.42 | Medium | 0.9397 | 1.0642
1053 | 9 | Jun-2026 | BCC-FFE-HREEL-806 | 8.06 | FLOORS-ALL | Firefighting Syste | EP-FFE-HREEL | 62410 | 18 | No. | 3467.22 | 22 | 8.39 | 1.5105 | 5236 | 8.39 | 1.5105 | 1.5105 | 5236 | 5578 | 5578 | -342 | 0 | 0.9387 | 1 | 66486 | -4076 | 8.94 | 1135 | 3603 | 840 | 0 | AMBER | 6.52 | Medium | 0.9388 | 1.0652
1054 | 10 | Jul-2026 | BCC-FFE-HREEL-806 | 8.06 | FLOORS-ALL | Firefighting Syste | EP-FFE-HREEL | 62410 | 18 | No. | 3467.22 | 22 | 8.8 | 1.5844 | 5492 | 8.8 | 1.5844 | 1.5844 | 5492 | 5858 | 5858 | -366 | 0 | 0.9375 | 1 | 66571 | -4161 | 9.39 | 1059 | 3906 | 893 | 0 | AMBER | 6.63 | Medium | 0.9378 | 1.0663
1055 | 11 | Aug-2026 | BCC-FFE-HREEL-806 | 8.06 | FLOORS-ALL | Firefighting Syste | EP-FFE-HREEL | 62410 | 18 | No. | 3467.22 | 22 | 9 | 1.62 | 5617 | 9 | 1.62 | 1.62 | 5617 | 5851 | 5851 | -234 | 0 | 0.96 | 1 | 65010 | -2600 | 9.38 | 1124 | 3864 | 863 | 0 | GREEN | 4.17 | Low | 0.96 | 1.0417
1056 | 12 | Sep-2026 | BCC-FFE-HREEL-806 | 8.06 | FLOORS-ALL | Firefighting Syste | EP-FFE-HREEL | 62410 | 18 | No. | 3467.22 | 22 | 17 | 3.06 | 10610 | 17 | 3.06 | 3.06 | 10610 | 11052 | 11052 | -442 | 0 | 0.96 | 1 | 65010 | -2600 | 17.71 | 2305 | 7093 | 1654 | 0 | GREEN | 4.17 | Low | 0.96 | 1.0417
1057 | 1 | Oct-2025 | BCC-FFE-FOAM-807 | 8.07 | FLOORS-ALL | Firefighting Syste | EP-FFE-FOAM | 1540338 | 3 | zone | 513446 | 22 | 0 | 0 | 0 | 0 | 0 | 0 | 0 | 0 | 0 | 0 | 0 | - | - | 1540338 | 0 | 0 | 0 | 0 | 0 | 0 | NOT STARTED | 0 | Low | - | 1
1058 | 2 | Nov-2025 | BCC-FFE-FOAM-807 | 8.07 | FLOORS-ALL | Firefighting Syste | EP-FFE-FOAM | 1540338 | 3 | zone | 513446 | 22 | 0.2 | 0.0059 | 308068 | 0.2 | 0.0059 | 0.0059 | 308068 | 3238 | 3238 | 304830 | 0 | 95.1414 | 1 | 16190 | 1524148 | 0.21 | 675 | 2069 | 495 | 0 | AMBER | 6.34 | Medium | 0.9404 | 1.0634
1059 | 3 | Dec-2025 | BCC-FFE-FOAM-807 | 8.07 | FLOORS-ALL | Firefighting Syste | EP-FFE-FOAM | 1540338 | 3 | zone | 513446 | 22 | 0.61 | 0.0183 | 939606 | 0.61 | 0.0183 | 0.0183 | 939606 | 9979 | 9979 | 929627 | 0 | 94.1583 | 1 | 16359 | 1523979 | 0.65 | 2056 | 6443 | 1480 | 0 | AMBER | 6.46 | Medium | 0.9393 | 1.0646
1060 | 4 | Jan-2026 | BCC-FFE-FOAM-807 | 8.07 | FLOORS-ALL | Firefighting Syste | EP-FFE-FOAM | 1540338 | 3 | zone | 513446 | 22 | 1.4 | 0.042 | 21565 | 1.4 | 0.042 | 0.042 | 21565 | 22987 | 22987 | -1422 | 0 | 0.9381 | 1 | 1641975 | -101637 | 1.49 | 4752 | 14768 | 3468 | 0 | AMBER | 6.56 | Medium | 0.9384 | 1.0656
1061 | 5 | Feb-2026 | BCC-FFE-FOAM-807 | 8.07 | FLOORS-ALL | Firefighting Syste | EP-FFE-FOAM | 1540338 | 3 | zone | 513446 | 22 | 2.73 | 0.0818 | 42051 | 2.73 | 0.0818 | 0.0818 | 42051 | 44803 | 44803 | -2752 | 0 | 0.9386 | 1 | 1641103 | -100765 | 2.91 | 8952 | 28986 | 6865 | 0 | AMBER | 6.69 | Medium | 0.9373 | 1.0669
1062 | 6 | Mar-2026 | BCC-FFE-FOAM-807 | 8.07 | FLOORS-ALL | Firefighting Syste | EP-FFE-FOAM | 1540338 | 3 | zone | 513446 | 22 | 4.5 | 0.135 | 69315 | 4.5 | 0.135 | 0.135 | 69315 | 74027 | 74027 | -4712 | 0 | 0.9363 | 1 | 1645129 | -104791 | 4.81 | 13812 | 48902 | 11313 | 0 | AMBER | 6.79 | Medium | 0.9364 | 1.0679
1063 | 7 | Apr-2026 | BCC-FFE-FOAM-807 | 8.07 | FLOORS-ALL | Firefighting Syste | EP-FFE-FOAM | 1540338 | 3 | zone | 513446 | 22 | 6.27 | 0.1882 | 96579 | 6.27 | 0.1882 | 0.1882 | 96579 | 103312 | 103312 | -6733 | 0 | 0.9348 | 1 | 1647770 | -107432 | 6.71 | 20762 | 67257 | 15293 | 0 | AMBER | 6.91 | Medium | 0.9354 | 1.0691
1064 | 8 | May-2026 | BCC-FFE-FOAM-807 | 8.07 | FLOORS-ALL | Firefighting Syste | EP-FFE-FOAM | 1540338 | 3 | zone | 513446 | 22 | 7.6 | 0.228 | 117066 | 7.6 | 0.228 | 0.228 | 117066 | 125285 | 125285 | -8219 | 0 | 0.9344 | 1 | 1648478 | -108140 | 8.13 | 23970 | 82218 | 19097 | 0 | AMBER | 7.02 | Medium | 0.9344 | 1.0702
1065 | 9 | Jun-2026 | BCC-FFE-FOAM-807 | 8.07 | FLOORS-ALL | Firefighting Syste | EP-FFE-FOAM | 1540338 | 3 | zone | 513446 | 22 | 8.39 | 0.2517 | 129234 | 8.39 | 0.2517 | 0.2517 | 129234 | 138485 | 138485 | -9251 | 0 | 0.9332 | 1 | 1650598 | -110260 | 8.99 | 29060 | 89122 | 20303 | 0 | AMBER | 7.14 | Medium | 0.9334 | 1.0714
1066 | 10 | Jul-2026 | BCC-FFE-FOAM-807 | 8.07 | FLOORS-ALL | Firefighting Syste | EP-FFE-FOAM | 1540338 | 3 | zone | 513446 | 22 | 8.8 | 0.2641 | 135550 | 8.8 | 0.2641 | 0.2641 | 135550 | 145422 | 145422 | -9872 | 0 | 0.9321 | 1 | 1652544 | -112206 | 9.44 | 27849 | 95519 | 22053 | 0 | AMBER | 7.25 | Medium | 0.9324 | 1.0725
1067 | 11 | Aug-2026 | BCC-FFE-FOAM-807 | 8.07 | FLOORS-ALL | Firefighting Syste | EP-FFE-FOAM | 1540338 | 3 | zone | 513446 | 22 | 9 | 0.27 | 138630 | 9 | 0.27 | 0.27 | 138630 | 144407 | 144407 | -5777 | 0 | 0.96 | 1 | 1604520 | -64182 | 9.38 | 27744 | 95640 | 21023 | 0 | GREEN | 4.17 | Low | 0.96 | 1.0417
1068 | 12 | Sep-2026 | BCC-FFE-FOAM-807 | 8.07 | FLOORS-ALL | Firefighting Syste | EP-FFE-FOAM | 1540338 | 3 | zone | 513446 | 22 | 13 | 0.39 | 200244 | 13 | 0.39 | 0.39 | 200244 | 208588 | 208588 | -8344 | 0 | 0.96 | 1 | 1604519 | -64181 | 13.54 | 39578 | 137172 | 31838 | 0 | GREEN | 4.17 | Low | 0.96 | 1.0417
1069 | 1 | Oct-2025 | BCC-FAL-DET-901 | 9.01 | FLOORS-ALL | Fire Alarm Systems | EP-FAL-DET | 116551 | 580 | No. | 200.95 | 22 | 0 | 0 | 0 | 0 | 0 | 0 | 0 | 0 | 0 | 0 | 0 | - | - | 116551 | 0 | 0 | 0 | 0 | 0 | 0 | NOT STARTED | 0 | Low | - | 1
1070 | 2 | Nov-2025 | BCC-FAL-DET-901 | 9.01 | FLOORS-ALL | Fire Alarm Systems | EP-FAL-DET | 116551 | 580 | No. | 200.95 | 22 | 0 | 0 | 0 | 0 | 0 | 0 | 0 | 0 | 0 | 0 | 0 | - | - | 116551 | 0 | 0 | 0 | 0 | 0 | 0 | NOT STARTED | 0 | Low | - | 1
1071 | 3 | Dec-2025 | BCC-FAL-DET-901 | 9.01 | FLOORS-ALL | Fire Alarm Systems | EP-FAL-DET | 116551 | 580 | No. | 200.95 | 22 | 0 | 0 | 0 | 0 | 0 | 0 | 0 | 0 | 0 | 0 | 0 | - | - | 116551 | 0 | 0 | 0 | 0 | 0 | 0 | NOT STARTED | 0 | Low | - | 1
1072 | 4 | Jan-2026 | BCC-FAL-DET-901 | 9.01 | FLOORS-ALL | Fire Alarm Systems | EP-FAL-DET | 116551 | 580 | No. | 200.95 | 22 | 0 | 0 | 0 | 0 | 0 | 0 | 0 | 0 | 0 | 0 | 0 | - | - | 116551 | 0 | 0 | 0 | 0 | 0 | 0 | NOT STARTED | 0 | Low | - | 1
1073 | 5 | Feb-2026 | BCC-FAL-DET-901 | 9.01 | FLOORS-ALL | Fire Alarm Systems | EP-FAL-DET | 116551 | 580 | No. | 200.95 | 22 | 0 | 0 | 0 | 0 | 0 | 0 | 0 | 0 | 0 | 0 | 0 | - | - | 116551 | 0 | 0 | 0 | 0 | 0 | 0 | NOT STARTED | 0 | Low | - | 1
1074 | 6 | Mar-2026 | BCC-FAL-DET-901 | 9.01 | FLOORS-ALL | Fire Alarm Systems | EP-FAL-DET | 116551 | 580 | No. | 200.95 | 22 | 0 | 0 | 0 | 0 | 0 | 0 | 0 | 0 | 0 | 0 | 0 | - | - | 116551 | 0 | 0 | 0 | 0 | 0 | 0 | NOT STARTED | 0 | Low | - | 1
1075 | 7 | Apr-2026 | BCC-FAL-DET-901 | 9.01 | FLOORS-ALL | Fire Alarm Systems | EP-FAL-DET | 116551 | 580 | No. | 200.95 | 22 | 0 | 0 | 0 | 0 | 0 | 0 | 0 | 0 | 0 | 0 | 0 | - | - | 116551 | 0 | 0 | 0 | 0 | 0 | 0 | NOT STARTED | 0 | Low | - | 1
1076 | 8 | May-2026 | BCC-FAL-DET-901 | 9.01 | FLOORS-ALL | Fire Alarm Systems | EP-FAL-DET | 116551 | 580 | No. | 200.95 | 22 | 0 | 0 | 0 | 0 | 0 | 0 | 0 | 0 | 0 | 0 | 0 | - | - | 116551 | 0 | 0 | 0 | 0 | 0 | 0 | NOT STARTED | 0 | Low | - | 1
1077 | 9 | Jun-2026 | BCC-FAL-DET-901 | 9.01 | FLOORS-ALL | Fire Alarm Systems | EP-FAL-DET | 116551 | 580 | No. | 200.95 | 22 | 0 | 0 | 0 | 0 | 0 | 0 | 0 | 0 | 0 | 0 | 0 | - | - | 116551 | 0 | 0 | 0 | 0 | 0 | 0 | NOT STARTED | 0 | Low | - | 1
1078 | 10 | Jul-2026 | BCC-FAL-DET-901 | 9.01 | FLOORS-ALL | Fire Alarm Systems | EP-FAL-DET | 116551 | 580 | No. | 200.95 | 22 | 0 | 0 | 0 | 0 | 0 | 0 | 0 | 0 | 0 | 0 | 0 | - | - | 116551 | 0 | 0 | 0 | 0 | 0 | 0 | NOT STARTED | 0 | Low | - | 1
1079 | 11 | Aug-2026 | BCC-FAL-DET-901 | 9.01 | FLOORS-ALL | Fire Alarm Systems | EP-FAL-DET | 116551 | 580 | No. | 200.95 | 22 | 12 | 0 | 13986 | 0 | 0 | 0 | 0 | 0 | 0 | 0 | -13986 | - | - | 116551 | 0 | 0 | 0 | 0 | 0 | 0 | NOT STARTED | 0 | Low | - | 1
1080 | 12 | Sep-2026 | BCC-FAL-DET-901 | 9.01 | FLOORS-ALL | Fire Alarm Systems | EP-FAL-DET | 116551 | 580 | No. | 200.95 | 22 | 12 | 69.6 | 13986 | 12 | 69.6 | 69.6 | 13986 | 14569 | 14569 | -583 | 0 | 0.96 | 1 | 121408 | -4857 | 12.5 | 3102 | 9316 | 2151 | 0 | GREEN | 4.17 | Low | 0.96 | 1.0417
1081 | 1 | Oct-2025 | BCC-FAL-DET-902 | 9.02 | FLOORS-ALL | Fire Alarm Systems | EP-FAL-DET | 24114 | 120 | No. | 200.95 | 22 | 0 | 0 | 0 | 0 | 0 | 0 | 0 | 0 | 0 | 0 | 0 | - | - | 24114 | 0 | 0 | 0 | 0 | 0 | 0 | NOT STARTED | 0 | Low | - | 1
1082 | 2 | Nov-2025 | BCC-FAL-DET-902 | 9.02 | FLOORS-ALL | Fire Alarm Systems | EP-FAL-DET | 24114 | 120 | No. | 200.95 | 22 | 0.02 | 0.0264 | 482 | 0.02 | 0.0264 | 0.0264 | 482 | 5 | 5 | 477 | 0 | 96.4 | 1 | 250 | 23864 | 0.02 | 1 | 4 | 1 | 0 | GREEN | 0 | Low | 1 | 1
1083 | 3 | Dec-2025 | BCC-FAL-DET-902 | 9.02 | FLOORS-ALL | Fire Alarm Systems | EP-FAL-DET | 24114 | 120 | No. | 200.95 | 22 | 0.07 | 0.0811 | 1688 | 0.07 | 0.0811 | 0.0811 | 1688 | 17 | 17 | 1671 | 0 | 99.2941 | 1 | 243 | 23871 | 0.07 | 3 | 12 | 2 | 0 | GREEN | 4.77 | Low | 0.9545 | 1.0477
1084 | 4 | Jan-2026 | BCC-FAL-DET-902 | 9.02 | FLOORS-ALL | Fire Alarm Systems | EP-FAL-DET | 24114 | 120 | No. | 200.95 | 22 | 0.16 | 0.1867 | 3858 | 0.16 | 0.1867 | 0.1867 | 3858 | 40 | 40 | 3818 | 0 | 96.45 | 1 | 250 | 23864 | 0.17 | 8 | 26 | 6 | 0 | AMBER | 6.12 | Medium | 0.9423 | 1.0612
1085 | 5 | Feb-2026 | BCC-FAL-DET-902 | 9.02 | FLOORS-ALL | Fire Alarm Systems | EP-FAL-DET | 24114 | 120 | No. | 200.95 | 22 | 0.3 | 0.3635 | 7234 | 0.3 | 0.3635 | 0.3635 | 7234 | 77 | 77 | 7157 | 0 | 93.9481 | 1 | 257 | 23857 | 0.32 | 14 | 52 | 12 | 0 | GREEN | 5.26 | Low | 0.95 | 1.0526
1086 | 6 | Mar-2026 | BCC-FAL-DET-902 | 9.02 | FLOORS-ALL | Fire Alarm Systems | EP-FAL-DET | 24114 | 120 | No. | 200.95 | 22 | 0.5 | 0.6 | 12057 | 0.5 | 0.6 | 0.6 | 12057 | 128 | 128 | 11929 | 0 | 94.1953 | 1 | 256 | 23858 | 0.53 | 27 | 82 | 19 | 0 | AMBER | 5.73 | Medium | 0.9458 | 1.0573
1087 | 7 | Apr-2026 | BCC-FAL-DET-902 | 9.02 | FLOORS-ALL | Fire Alarm Systems | EP-FAL-DET | 24114 | 120 | No. | 200.95 | 22 | 0.7 | 0.8365 | 16880 | 0.7 | 0.8365 | 0.8365 | 16880 | 178 | 178 | 16702 | 0 | 94.8315 | 1 | 254 | 23860 | 0.74 | 35 | 115 | 28 | 0 | AMBER | 5.93 | Medium | 0.944 | 1.0593
1088 | 8 | May-2026 | BCC-FAL-DET-902 | 9.02 | FLOORS-ALL | Fire Alarm Systems | EP-FAL-DET | 24114 | 120 | No. | 200.95 | 22 | 0.84 | 1.0133 | 20256 | 0.84 | 1.0133 | 1.0133 | 20256 | 216 | 216 | 20040 | 0 | 93.7778 | 1 | 257 | 23857 | 0.9 | 44 | 139 | 33 | 0 | AMBER | 6.03 | Medium | 0.9431 | 1.0603
1089 | 9 | Jun-2026 | BCC-FAL-DET-902 | 9.02 | FLOORS-ALL | Fire Alarm Systems | EP-FAL-DET | 24114 | 120 | No. | 200.95 | 22 | 0.93 | 1.1189 | 22426 | 0.93 | 1.1189 | 1.1189 | 22426 | 238 | 238 | 22188 | 0 | 94.2269 | 1 | 256 | 23858 | 0.99 | 48 | 155 | 35 | 0 | AMBER | 6.17 | Medium | 0.9419 | 1.0617
1090 | 10 | Jul-2026 | BCC-FAL-DET-902 | 9.02 | FLOORS-ALL | Fire Alarm Systems | EP-FAL-DET | 24114 | 120 | No. | 200.95 | 22 | 0.98 | 1.1736 | 23632 | 0.98 | 1.1736 | 1.1736 | 23632 | 251 | 251 | 23381 | 0 | 94.1514 | 1 | 256 | 23858 | 1.04 | 52 | 162 | 38 | 0 | AMBER | 6.19 | Medium | 0.9417 | 1.0619
1091 | 11 | Aug-2026 | BCC-FAL-DET-902 | 9.02 | FLOORS-ALL | Fire Alarm Systems | EP-FAL-DET | 24114 | 120 | No. | 200.95 | 22 | 13 | 1.2 | 3135 | 1 | 1.2 | 1.2 | 24114 | 252 | 252 | 23862 | 20979 | 95.6905 | 7.6919 | 252 | 23862 | 1.05 | 52 | 161 | 38 | 0 | GREEN | 4.47 | Low | 0.9572 | 1.0447
1092 | 12 | Sep-2026 | BCC-FAL-DET-902 | 9.02 | FLOORS-ALL | Fire Alarm Systems | EP-FAL-DET | 24114 | 120 | No. | 200.95 | 22 | 13 | 15.6 | 3135 | 13 | 15.6 | 15.6 | 3135 | 3265 | 3265 | -130 | 0 | 0.9602 | 1 | 25114 | -1000 | 13.54 | 687 | 2075 | 503 | 0 | GREEN | 4.17 | Low | 0.96 | 1.0417
1093 | 1 | Oct-2025 | BCC-FAL-DET-903 | 9.03 | FLOORS-ALL | Fire Alarm Systems | EP-FAL-DET | 20854 | 65 | No. | 320.84 | 22 | 0 | 0 | 0 | 0 | 0 | 0 | 0 | 0 | 0 | 0 | 0 | - | - | 20854 | 0 | 0 | 0 | 0 | 0 | 0 | NOT STARTED | 0 | Low | - | 1
1094 | 2 | Nov-2025 | BCC-FAL-DET-903 | 9.03 | FLOORS-ALL | Fire Alarm Systems | EP-FAL-DET | 20854 | 65 | No. | 320.84 | 22 | 0.09 | 0.0571 | 1877 | 0.09 | 0.0571 | 0.0571 | 1877 | 19 | 19 | 1858 | 0 | 98.7895 | 1 | 211 | 20643 | 0.09 | 4 | 12 | 3 | 0 | GREEN | 4.17 | Low | 0.96 | 1.0417
1095 | 3 | Dec-2025 | BCC-FAL-DET-903 | 9.03 | FLOORS-ALL | Fire Alarm Systems | EP-FAL-DET | 20854 | 65 | No. | 320.84 | 22 | 0.27 | 0.1758 | 5631 | 0.27 | 0.1758 | 0.1758 | 5631 | 59 | 59 | 5572 | 0 | 95.4407 | 1 | 219 | 20635 | 0.28 | 12 | 38 | 8 | 0 | AMBER | 5.47 | Medium | 0.9481 | 1.0548
1096 | 4 | Jan-2026 | BCC-FAL-DET-903 | 9.03 | FLOORS-ALL | Fire Alarm Systems | EP-FAL-DET | 20854 | 65 | No. | 320.84 | 22 | 0.62 | 0.4045 | 12930 | 0.62 | 0.4045 | 0.4045 | 12930 | 137 | 137 | 12793 | 0 | 94.3796 | 1 | 221 | 20633 | 0.66 | 25 | 91 | 21 | 0 | AMBER | 5.33 | Medium | 0.9494 | 1.0533
1097 | 5 | Feb-2026 | BCC-FAL-DET-903 | 9.03 | FLOORS-ALL | Fire Alarm Systems | EP-FAL-DET | 20854 | 65 | No. | 320.84 | 22 | 1.21 | 0.7876 | 252 | 1.21 | 0.7876 | 0.7876 | 252 | 268 | 268 | -16 | 0 | 0.9403 | 1 | 22178 | -1324 | 1.29 | 54 | 175 | 39 | 0 | AMBER | 5.78 | Medium | 0.9454 | 1.0577
1098 | 6 | Mar-2026 | BCC-FAL-DET-903 | 9.03 | FLOORS-ALL | Fire Alarm Systems | EP-FAL-DET | 20854 | 65 | No. | 320.84 | 22 | 2 | 1.3 | 417 | 2 | 1.3 | 1.3 | 417 | 442 | 442 | -25 | 0 | 0.9434 | 1 | 22106 | -1252 | 2.12 | 82 | 295 | 65 | 0 | AMBER | 5.9 | Medium | 0.9443 | 1.059
1099 | 7 | Apr-2026 | BCC-FAL-DET-903 | 9.03 | FLOORS-ALL | Fire Alarm Systems | EP-FAL-DET | 20854 | 65 | No. | 320.84 | 22 | 2.79 | 1.8124 | 582 | 2.79 | 1.8124 | 1.8124 | 582 | 616 | 616 | -34 | 0 | 0.9448 | 1 | 22073 | -1219 | 2.95 | 120 | 402 | 94 | 0 | AMBER | 5.95 | Medium | 0.9438 | 1.0595
1100 | 8 | May-2026 | BCC-FAL-DET-903 | 9.03 | FLOORS-ALL | Fire Alarm Systems | EP-FAL-DET | 20854 | 65 | No. | 320.84 | 22 | 3.38 | 2.1955 | 705 | 3.38 | 2.1955 | 2.1955 | 705 | 747 | 747 | -42 | 0 | 0.9438 | 1 | 22096 | -1242 | 3.58 | 161 | 476 | 110 | 0 | AMBER | 6 | Medium | 0.9434 | 1.06
1101 | 9 | Jun-2026 | BCC-FAL-DET-903 | 9.03 | FLOORS-ALL | Fire Alarm Systems | EP-FAL-DET | 20854 | 65 | No. | 320.84 | 22 | 3.73 | 2.4242 | 778 | 3.73 | 2.4242 | 2.4242 | 778 | 825 | 825 | -47 | 0 | 0.943 | 1 | 22115 | -1261 | 3.96 | 184 | 521 | 121 | 0 | AMBER | 6.13 | Medium | 0.9422 | 1.0614
1102 | 10 | Jul-2026 | BCC-FAL-DET-903 | 9.03 | FLOORS-ALL | Fire Alarm Systems | EP-FAL-DET | 20854 | 65 | No. | 320.84 | 22 | 3.91 | 2.5429 | 815 | 3.91 | 2.5429 | 2.5429 | 815 | 868 | 868 | -53 | 0 | 0.9389 | 1 | 22211 | -1357 | 4.16 | 177 | 557 | 134 | 0 | AMBER | 6.32 | Medium | 0.9406 | 1.0632
1103 | 11 | Aug-2026 | BCC-FAL-DET-903 | 9.03 | FLOORS-ALL | Fire Alarm Systems | EP-FAL-DET | 20854 | 65 | No. | 320.84 | 22 | 9 | 2.6 | 1877 | 4 | 2.6 | 2.6 | 834 | 869 | 869 | -35 | -1043 | 0.9597 | 0.4443 | 21730 | -876 | 4.17 | 194 | 548 | 128 | 0 | GREEN | 4.24 | Low | 0.9593 | 1.0424
1104 | 12 | Sep-2026 | BCC-FAL-DET-903 | 9.03 | FLOORS-ALL | Fire Alarm Systems | EP-FAL-DET | 20854 | 65 | No. | 320.84 | 22 | 9 | 5.85 | 1877 | 9 | 5.85 | 5.85 | 1877 | 1955 | 1955 | -78 | 0 | 0.9601 | 1 | 21721 | -867 | 9.37 | 390 | 1272 | 294 | 0 | GREEN | 4.18 | Low | 0.9599 | 1.0418
1105 | 1 | Oct-2025 | BCC-FAL-DET-904 | 9.04 | FLOORS-ALL | Fire Alarm Systems | EP-FAL-DET | 31430 | 95 | No. | 330.84 | 22 | 0 | 0 | 0 | 0 | 0 | 0 | 0 | 0 | 0 | 0 | 0 | - | - | 31430 | 0 | 0 | 0 | 0 | 0 | 0 | NOT STARTED | 0 | Low | - | 1
1106 | 2 | Nov-2025 | BCC-FAL-DET-904 | 9.04 | FLOORS-ALL | Fire Alarm Systems | EP-FAL-DET | 31430 | 95 | No. | 330.84 | 22 | 0 | 0 | 0 | 0 | 0 | 0 | 0 | 0 | 0 | 0 | 0 | - | - | 31430 | 0 | 0 | 0 | 0 | 0 | 0 | NOT STARTED | 0 | Low | - | 1
1107 | 3 | Dec-2025 | BCC-FAL-DET-904 | 9.04 | FLOORS-ALL | Fire Alarm Systems | EP-FAL-DET | 31430 | 95 | No. | 330.84 | 22 | 0 | 0 | 0 | 0 | 0 | 0 | 0 | 0 | 0 | 0 | 0 | - | - | 31430 | 0 | 0 | 0 | 0 | 0 | 0 | NOT STARTED | 0 | Low | - | 1
1108 | 4 | Jan-2026 | BCC-FAL-DET-904 | 9.04 | FLOORS-ALL | Fire Alarm Systems | EP-FAL-DET | 31430 | 95 | No. | 330.84 | 22 | 0 | 0 | 0 | 0 | 0 | 0 | 0 | 0 | 0 | 0 | 0 | - | - | 31430 | 0 | 0 | 0 | 0 | 0 | 0 | NOT STARTED | 0 | Low | - | 1
1109 | 5 | Feb-2026 | BCC-FAL-DET-904 | 9.04 | FLOORS-ALL | Fire Alarm Systems | EP-FAL-DET | 31430 | 95 | No. | 330.84 | 22 | 0 | 0 | 0 | 0 | 0 | 0 | 0 | 0 | 0 | 0 | 0 | - | - | 31430 | 0 | 0 | 0 | 0 | 0 | 0 | NOT STARTED | 0 | Low | - | 1
1110 | 6 | Mar-2026 | BCC-FAL-DET-904 | 9.04 | FLOORS-ALL | Fire Alarm Systems | EP-FAL-DET | 31430 | 95 | No. | 330.84 | 22 | 0 | 0 | 0 | 0 | 0 | 0 | 0 | 0 | 0 | 0 | 0 | - | - | 31430 | 0 | 0 | 0 | 0 | 0 | 0 | NOT STARTED | 0 | Low | - | 1
1111 | 7 | Apr-2026 | BCC-FAL-DET-904 | 9.04 | FLOORS-ALL | Fire Alarm Systems | EP-FAL-DET | 31430 | 95 | No. | 330.84 | 22 | 0 | 0 | 0 | 0 | 0 | 0 | 0 | 0 | 0 | 0 | 0 | - | - | 31430 | 0 | 0 | 0 | 0 | 0 | 0 | NOT STARTED | 0 | Low | - | 1
1112 | 8 | May-2026 | BCC-FAL-DET-904 | 9.04 | FLOORS-ALL | Fire Alarm Systems | EP-FAL-DET | 31430 | 95 | No. | 330.84 | 22 | 0 | 0 | 0 | 0 | 0 | 0 | 0 | 0 | 0 | 0 | 0 | - | - | 31430 | 0 | 0 | 0 | 0 | 0 | 0 | NOT STARTED | 0 | Low | - | 1
1113 | 9 | Jun-2026 | BCC-FAL-DET-904 | 9.04 | FLOORS-ALL | Fire Alarm Systems | EP-FAL-DET | 31430 | 95 | No. | 330.84 | 22 | 0 | 0 | 0 | 0 | 0 | 0 | 0 | 0 | 0 | 0 | 0 | - | - | 31430 | 0 | 0 | 0 | 0 | 0 | 0 | NOT STARTED | 0 | Low | - | 1
1114 | 10 | Jul-2026 | BCC-FAL-DET-904 | 9.04 | FLOORS-ALL | Fire Alarm Systems | EP-FAL-DET | 31430 | 95 | No. | 330.84 | 22 | 0 | 0 | 0 | 0 | 0 | 0 | 0 | 0 | 0 | 0 | 0 | - | - | 31430 | 0 | 0 | 0 | 0 | 0 | 0 | NOT STARTED | 0 | Low | - | 1
1115 | 11 | Aug-2026 | BCC-FAL-DET-904 | 9.04 | FLOORS-ALL | Fire Alarm Systems | EP-FAL-DET | 31430 | 95 | No. | 330.84 | 22 | 0 | 0 | 0 | 0 | 0 | 0 | 0 | 0 | 0 | 0 | 0 | - | - | 31430 | 0 | 0 | 0 | 0 | 0 | 0 | NOT STARTED | 0 | Low | - | 1
1116 | 12 | Sep-2026 | BCC-FAL-DET-904 | 9.04 | FLOORS-ALL | Fire Alarm Systems | EP-FAL-DET | 31430 | 95 | No. | 330.84 | 22 | 12 | 11.4 | 3772 | 12 | 11.4 | 11.4 | 3772 | 3928 | 3928 | -156 | 0 | 0.9603 | 1 | 32729 | -1299 | 12.5 | 826 | 2526 | 576 | 0 | GREEN | 4.16 | Low | 0.9601 | 1.0416
1117 | 1 | Oct-2025 | BCC-FAL-PANEL-905 | 9.05 | FLOORS-ALL | Fire Alarm Systems | EP-FAL-PANEL | 720901 | 4 | No. | 180225.25 | 22 | 0 | 0 | 0 | 0 | 0 | 0 | 0 | 0 | 0 | 0 | 0 | - | - | 720901 | 0 | 0 | 0 | 0 | 0 | 0 | NOT STARTED | 0 | Low | - | 1
1118 | 2 | Nov-2025 | BCC-FAL-PANEL-905 | 9.05 | FLOORS-ALL | Fire Alarm Systems | EP-FAL-PANEL | 720901 | 4 | No. | 180225.25 | 22 | 0 | 0 | 0 | 0 | 0 | 0 | 0 | 0 | 0 | 0 | 0 | - | - | 720901 | 0 | 0 | 0 | 0 | 0 | 0 | NOT STARTED | 0 | Low | - | 1
1119 | 3 | Dec-2025 | BCC-FAL-PANEL-905 | 9.05 | FLOORS-ALL | Fire Alarm Systems | EP-FAL-PANEL | 720901 | 4 | No. | 180225.25 | 22 | 0 | 0 | 0 | 0 | 0 | 0 | 0 | 0 | 0 | 0 | 0 | - | - | 720901 | 0 | 0 | 0 | 0 | 0 | 0 | NOT STARTED | 0 | Low | - | 1
1120 | 4 | Jan-2026 | BCC-FAL-PANEL-905 | 9.05 | FLOORS-ALL | Fire Alarm Systems | EP-FAL-PANEL | 720901 | 4 | No. | 180225.25 | 22 | 0 | 0 | 0 | 0 | 0 | 0 | 0 | 0 | 0 | 0 | 0 | - | - | 720901 | 0 | 0 | 0 | 0 | 0 | 0 | NOT STARTED | 0 | Low | - | 1
1121 | 5 | Feb-2026 | BCC-FAL-PANEL-905 | 9.05 | FLOORS-ALL | Fire Alarm Systems | EP-FAL-PANEL | 720901 | 4 | No. | 180225.25 | 22 | 0 | 0 | 0 | 0 | 0 | 0 | 0 | 0 | 0 | 0 | 0 | - | - | 720901 | 0 | 0 | 0 | 0 | 0 | 0 | NOT STARTED | 0 | Low | - | 1
1122 | 6 | Mar-2026 | BCC-FAL-PANEL-905 | 9.05 | FLOORS-ALL | Fire Alarm Systems | EP-FAL-PANEL | 720901 | 4 | No. | 180225.25 | 22 | 0 | 0 | 0 | 0 | 0 | 0 | 0 | 0 | 0 | 0 | 0 | - | - | 720901 | 0 | 0 | 0 | 0 | 0 | 0 | NOT STARTED | 0 | Low | - | 1
1123 | 7 | Apr-2026 | BCC-FAL-PANEL-905 | 9.05 | FLOORS-ALL | Fire Alarm Systems | EP-FAL-PANEL | 720901 | 4 | No. | 180225.25 | 22 | 0 | 0 | 0 | 0 | 0 | 0 | 0 | 0 | 0 | 0 | 0 | - | - | 720901 | 0 | 0 | 0 | 0 | 0 | 0 | NOT STARTED | 0 | Low | - | 1
1124 | 8 | May-2026 | BCC-FAL-PANEL-905 | 9.05 | FLOORS-ALL | Fire Alarm Systems | EP-FAL-PANEL | 720901 | 4 | No. | 180225.25 | 22 | 0 | 0 | 0 | 0 | 0 | 0 | 0 | 0 | 0 | 0 | 0 | - | - | 720901 | 0 | 0 | 0 | 0 | 0 | 0 | NOT STARTED | 0 | Low | - | 1
1125 | 9 | Jun-2026 | BCC-FAL-PANEL-905 | 9.05 | FLOORS-ALL | Fire Alarm Systems | EP-FAL-PANEL | 720901 | 4 | No. | 180225.25 | 22 | 0 | 0 | 0 | 0 | 0 | 0 | 0 | 0 | 0 | 0 | 0 | - | - | 720901 | 0 | 0 | 0 | 0 | 0 | 0 | NOT STARTED | 0 | Low | - | 1
1126 | 10 | Jul-2026 | BCC-FAL-PANEL-905 | 9.05 | FLOORS-ALL | Fire Alarm Systems | EP-FAL-PANEL | 720901 | 4 | No. | 180225.25 | 22 | 0 | 0 | 0 | 0 | 0 | 0 | 0 | 0 | 0 | 0 | 0 | - | - | 720901 | 0 | 0 | 0 | 0 | 0 | 0 | NOT STARTED | 0 | Low | - | 1
1127 | 11 | Aug-2026 | BCC-FAL-PANEL-905 | 9.05 | FLOORS-ALL | Fire Alarm Systems | EP-FAL-PANEL | 720901 | 4 | No. | 180225.25 | 22 | 0 | 0 | 0 | 0 | 0 | 0 | 0 | 0 | 0 | 0 | 0 | - | - | 720901 | 0 | 0 | 0 | 0 | 0 | 0 | NOT STARTED | 0 | Low | - | 1
1128 | 12 | Sep-2026 | BCC-FAL-PANEL-905 | 9.05 | FLOORS-ALL | Fire Alarm Systems | EP-FAL-PANEL | 720901 | 4 | No. | 180225.25 | 22 | 4 | 0.16 | 28836 | 4 | 0.16 | 0.16 | 28836 | 30038 | 30038 | -1202 | 0 | 0.96 | 1 | 750939 | -30038 | 4.17 | 5497 | 19978 | 4562 | 0 | GREEN | 4.17 | Low | 0.96 | 1.0417
1129 | 1 | Oct-2025 | BCC-FAL-CABLE-906 | 9.06 | FLOORS-ALL | Fire Alarm Systems | EP-FAL-CABLE | 858332 | 4800 | m | 178.82 | 22 | 0 | 0 | 0 | 0 | 0 | 0 | 0 | 0 | 0 | 0 | 0 | - | - | 858332 | 0 | 0 | 0 | 0 | 0 | 0 | NOT STARTED | 0 | Low | - | 1
1130 | 2 | Nov-2025 | BCC-FAL-CABLE-906 | 9.06 | FLOORS-ALL | Fire Alarm Systems | EP-FAL-CABLE | 858332 | 4800 | m | 178.82 | 22 | 0.15 | 7.3819 | 128750 | 0.15 | 7.3819 | 7.3819 | 128750 | 1407 | 1407 | 127343 | 0 | 91.5068 | 1 | 9380 | 848952 | 0.16 | 295 | 897 | 215 | 0 | AMBER | 6.59 | Medium | 0.9382 | 1.0659
1131 | 3 | Dec-2025 | BCC-FAL-CABLE-906 | 9.06 | FLOORS-ALL | Fire Alarm Systems | EP-FAL-CABLE | 858332 | 4800 | m | 178.82 | 22 | 0.47 | 22.72 | 403416 | 0.47 | 22.72 | 22.72 | 403416 | 4335 | 4335 | 399081 | 0 | 93.0602 | 1 | 9223 | 849109 | 0.51 | 923 | 2765 | 646 | 0 | AMBER | 6.68 | Medium | 0.9374 | 1.0668
1132 | 4 | Jan-2026 | BCC-FAL-CABLE-906 | 9.06 | FLOORS-ALL | Fire Alarm Systems | EP-FAL-CABLE | 858332 | 4800 | m | 178.82 | 22 | 1.09 | 52.2791 | 9356 | 1.09 | 52.2791 | 52.2791 | 9356 | 9984 | 9984 | -628 | 0 | 0.9371 | 1 | 915945 | -57613 | 1.16 | 1974 | 6478 | 1532 | 0 | AMBER | 6.79 | Medium | 0.9364 | 1.0679
1133 | 5 | Feb-2026 | BCC-FAL-CABLE-906 | 9.06 | FLOORS-ALL | Fire Alarm Systems | EP-FAL-CABLE | 858332 | 4800 | m | 178.82 | 22 | 2.12 | 101.7867 | 18197 | 2.12 | 101.7867 | 101.7867 | 18197 | 19460 | 19460 | -1263 | 0 | 0.9351 | 1 | 917904 | -59572 | 2.27 | 3918 | 12604 | 2938 | 0 | AMBER | 6.92 | Medium | 0.9353 | 1.0692
1134 | 6 | Mar-2026 | BCC-FAL-CABLE-906 | 9.06 | FLOORS-ALL | Fire Alarm Systems | EP-FAL-CABLE | 858332 | 4800 | m | 178.82 | 22 | 3.5 | 168 | 30042 | 3.5 | 168 | 168 | 30042 | 32153 | 32153 | -2111 | 0 | 0.9343 | 1 | 918689 | -60357 | 3.75 | 6565 | 20724 | 4864 | 0 | AMBER | 7.03 | Medium | 0.9343 | 1.0703
1135 | 7 | Apr-2026 | BCC-FAL-CABLE-906 | 9.06 | FLOORS-ALL | Fire Alarm Systems | EP-FAL-CABLE | 858332 | 4800 | m | 178.82 | 22 | 4.88 | 234.2133 | 41887 | 4.88 | 234.2133 | 234.2133 | 41887 | 44873 | 44873 | -2986 | 0 | 0.9335 | 1 | 919480 | -61148 | 5.23 | 8217 | 29919 | 6737 | 0 | AMBER | 7.15 | Medium | 0.9333 | 1.0715
1136 | 8 | May-2026 | BCC-FAL-CABLE-906 | 9.06 | FLOORS-ALL | Fire Alarm Systems | EP-FAL-CABLE | 858332 | 4800 | m | 178.82 | 22 | 5.91 | 283.7209 | 50727 | 5.91 | 283.7209 | 283.7209 | 50727 | 54417 | 54417 | -3690 | 0 | 0.9322 | 1 | 920760 | -62428 | 6.34 | 10972 | 35502 | 7943 | 0 | AMBER | 7.26 | Medium | 0.9323 | 1.0726
1137 | 9 | Jun-2026 | BCC-FAL-CABLE-906 | 9.06 | FLOORS-ALL | Fire Alarm Systems | EP-FAL-CABLE | 858332 | 4800 | m | 178.82 | 22 | 6.53 | 313.28 | 56049 | 6.53 | 313.28 | 313.28 | 56049 | 60152 | 60152 | -4103 | 0 | 0.9318 | 1 | 921156 | -62824 | 7.01 | 11163 | 40132 | 8856 | 0 | AMBER | 7.38 | Medium | 0.9313 | 1.0738
1138 | 10 | Jul-2026 | BCC-FAL-CABLE-906 | 9.06 | FLOORS-ALL | Fire Alarm Systems | EP-FAL-CABLE | 858332 | 4800 | m | 178.82 | 22 | 6.85 | 328.6181 | 58796 | 6.85 | 328.6181 | 328.6181 | 58796 | 63164 | 63164 | -4368 | 0 | 0.9308 | 1 | 922141 | -63809 | 7.36 | 12894 | 40525 | 9745 | 0 | AMBER | 7.49 | Medium | 0.9303 | 1.0749
1139 | 11 | Aug-2026 | BCC-FAL-CABLE-906 | 9.06 | FLOORS-ALL | Fire Alarm Systems | EP-FAL-CABLE | 858332 | 4800 | m | 178.82 | 22 | 7 | 336 | 60083 | 7 | 336 | 336 | 60083 | 62587 | 62587 | -2504 | 0 | 0.96 | 1 | 894097 | -35765 | 7.29 | 11265 | 41863 | 9458 | 0 | GREEN | 4.17 | Low | 0.96 | 1.0417
1140 | 12 | Sep-2026 | BCC-FAL-CABLE-906 | 9.06 | FLOORS-ALL | Fire Alarm Systems | EP-FAL-CABLE | 858332 | 4800 | m | 178.82 | 22 | 11 | 528 | 94417 | 11 | 528 | 528 | 94417 | 98351 | 98351 | -3934 | 0 | 0.96 | 1 | 894096 | -35764 | 11.46 | 21180 | 62307 | 14864 | 0 | GREEN | 4.17 | Low | 0.96 | 1.0417
1141 | 1 | Oct-2025 | BCC-FAL-INTG-907 | 9.07 | FLOORS-ALL | Fire Alarm Systems | EP-FAL-INTG | 197761 | 6 | floor | 32960.17 | 22 | 0 | 0 | 0 | 0 | 0 | 0 | 0 | 0 | 0 | 0 | 0 | - | - | 197761 | 0 | 0 | 0 | 0 | 0 | 0 | NOT STARTED | 0 | Low | - | 1
1142 | 2 | Nov-2025 | BCC-FAL-INTG-907 | 9.07 | FLOORS-ALL | Fire Alarm Systems | EP-FAL-INTG | 197761 | 6 | floor | 32960.17 | 22 | 0.13 | 0.0079 | 25709 | 0.13 | 0.0079 | 0.0079 | 25709 | 279 | 279 | 25430 | 0 | 92.147 | 1 | 2146 | 195615 | 0.14 | 54 | 183 | 42 | 0 | AMBER | 7.08 | Medium | 0.9339 | 1.0708
1143 | 3 | Dec-2025 | BCC-FAL-INTG-907 | 9.07 | FLOORS-ALL | Fire Alarm Systems | EP-FAL-INTG | 197761 | 6 | floor | 32960.17 | 22 | 0.41 | 0.0243 | 81082 | 0.41 | 0.0243 | 0.0243 | 81082 | 859 | 859 | 80223 | 0 | 94.3912 | 1 | 2095 | 195666 | 0.43 | 183 | 548 | 128 | 0 | AMBER | 7.09 | Medium | 0.9338 | 1.0709
1144 | 4 | Jan-2026 | BCC-FAL-INTG-907 | 9.07 | FLOORS-ALL | Fire Alarm Systems | EP-FAL-INTG | 197761 | 6 | floor | 32960.17 | 22 | 0.93 | 0.056 | 183918 | 0.93 | 0.056 | 0.056 | 183918 | 1979 | 1979 | 181939 | 0 | 92.9348 | 1 | 2128 | 195633 | 1 | 365 | 1324 | 290 | 0 | AMBER | 7.2 | Medium | 0.9328 | 1.072
1145 | 5 | Feb-2026 | BCC-FAL-INTG-907 | 9.07 | FLOORS-ALL | Fire Alarm Systems | EP-FAL-INTG | 197761 | 6 | floor | 32960.17 | 22 | 1.82 | 0.1091 | 3599 | 1.82 | 0.1091 | 0.1091 | 3599 | 3858 | 3858 | -259 | 0 | 0.9329 | 1 | 211985 | -14224 | 1.95 | 807 | 2474 | 577 | 0 | AMBER | 7.32 | Medium | 0.9318 | 1.0732
1146 | 6 | Mar-2026 | BCC-FAL-INTG-907 | 9.07 | FLOORS-ALL | Fire Alarm Systems | EP-FAL-INTG | 197761 | 6 | floor | 32960.17 | 22 | 3 | 0.18 | 5933 | 3 | 0.18 | 0.18 | 5933 | 6374 | 6374 | -441 | 0 | 0.9308 | 1 | 212463 | -14702 | 3.22 | 1225 | 4195 | 954 | 0 | AMBER | 7.43 | Medium | 0.9308 | 1.0743
1147 | 7 | Apr-2026 | BCC-FAL-INTG-907 | 9.07 | FLOORS-ALL | Fire Alarm Systems | EP-FAL-INTG | 197761 | 6 | floor | 32960.17 | 22 | 4.18 | 0.2509 | 8266 | 4.18 | 0.2509 | 0.2509 | 8266 | 8895 | 8895 | -629 | 0 | 0.9293 | 1 | 212807 | -15046 | 4.5 | 1897 | 5676 | 1322 | 0 | AMBER | 7.55 | Medium | 0.9298 | 1.0755
1148 | 8 | May-2026 | BCC-FAL-INTG-907 | 9.07 | FLOORS-ALL | Fire Alarm Systems | EP-FAL-INTG | 197761 | 6 | floor | 32960.17 | 22 | 5.07 | 0.304 | 10026 | 5.07 | 0.304 | 0.304 | 10026 | 10787 | 10787 | -761 | 0 | 0.9295 | 1 | 212761 | -15000 | 5.45 | 2125 | 7005 | 1657 | 0 | AMBER | 7.67 | Medium | 0.9288 | 1.0767
1149 | 9 | Jun-2026 | BCC-FAL-INTG-907 | 9.07 | FLOORS-ALL | Fire Alarm Systems | EP-FAL-INTG | 197761 | 6 | floor | 32960.17 | 22 | 5.59 | 0.3357 | 11055 | 5.59 | 0.3357 | 0.3357 | 11055 | 11924 | 11924 | -869 | 0 | 0.9271 | 1 | 213311 | -15550 | 6.03 | 2364 | 7815 | 1745 | 0 | AMBER | 7.78 | Medium | 0.9278 | 1.0778
1150 | 10 | Jul-2026 | BCC-FAL-INTG-907 | 9.07 | FLOORS-ALL | Fire Alarm Systems | EP-FAL-INTG | 197761 | 6 | floor | 32960.17 | 22 | 5.87 | 0.3521 | 11609 | 5.87 | 0.3521 | 0.3521 | 11609 | 12521 | 12521 | -912 | 0 | 0.9272 | 1 | 213289 | -15528 | 6.33 | 2521 | 8071 | 1929 | 0 | AMBER | 7.9 | Medium | 0.9268 | 1.079
1151 | 11 | Aug-2026 | BCC-FAL-INTG-907 | 9.07 | FLOORS-ALL | Fire Alarm Systems | EP-FAL-INTG | 197761 | 6 | floor | 32960.17 | 22 | 9 | 0.36 | 17798 | 6 | 0.36 | 0.36 | 11866 | 12360 | 12360 | -494 | -5932 | 0.96 | 0.6667 | 206001 | -8240 | 6.25 | 2675 | 7794 | 1892 | 0 | GREEN | 4.17 | Low | 0.96 | 1.0417
1152 | 12 | Sep-2026 | BCC-FAL-INTG-907 | 9.07 | FLOORS-ALL | Fire Alarm Systems | EP-FAL-INTG | 197761 | 6 | floor | 32960.17 | 22 | 6 | 0.36 | 11866 | 6 | 0.36 | 0.36 | 11866 | 12360 | 12360 | -494 | 0 | 0.96 | 1 | 206001 | -8240 | 6.25 | 2408 | 8045 | 1907 | 0 | GREEN | 4.17 | Low | 0.96 | 1.0417
1153 | 1 | Oct-2025 | BCC-GAS-NAT-1001 | 10.01 | BASEMENT+EXT | Gas Systems | EP-GAS-NAT | 112188 | 380 | m | 295.23 | 22 | 0 | 0 | 0 | 0 | 0 | 0 | 0 | 0 | 0 | 0 | 0 | - | - | 112188 | 0 | 0 | 0 | 0 | 0 | 0 | NOT STARTED | 0 | Low | - | 1
1154 | 2 | Nov-2025 | BCC-GAS-NAT-1001 | 10.01 | BASEMENT+EXT | Gas Systems | EP-GAS-NAT | 112188 | 380 | m | 295.23 | 22 | 0 | 0 | 0 | 0 | 0 | 0 | 0 | 0 | 0 | 0 | 0 | - | - | 112188 | 0 | 0 | 0 | 0 | 0 | 0 | NOT STARTED | 0 | Low | - | 1
1155 | 3 | Dec-2025 | BCC-GAS-NAT-1001 | 10.01 | BASEMENT+EXT | Gas Systems | EP-GAS-NAT | 112188 | 380 | m | 295.23 | 22 | 0 | 0 | 0 | 0 | 0 | 0 | 0 | 0 | 0 | 0 | 0 | - | - | 112188 | 0 | 0 | 0 | 0 | 0 | 0 | NOT STARTED | 0 | Low | - | 1
1156 | 4 | Jan-2026 | BCC-GAS-NAT-1001 | 10.01 | BASEMENT+EXT | Gas Systems | EP-GAS-NAT | 112188 | 380 | m | 295.23 | 22 | 0 | 0 | 0 | 0 | 0 | 0 | 0 | 0 | 0 | 0 | 0 | - | - | 112188 | 0 | 0 | 0 | 0 | 0 | 0 | NOT STARTED | 0 | Low | - | 1
1157 | 5 | Feb-2026 | BCC-GAS-NAT-1001 | 10.01 | BASEMENT+EXT | Gas Systems | EP-GAS-NAT | 112188 | 380 | m | 295.23 | 22 | 0 | 0 | 0 | 0 | 0 | 0 | 0 | 0 | 0 | 0 | 0 | - | - | 112188 | 0 | 0 | 0 | 0 | 0 | 0 | NOT STARTED | 0 | Low | - | 1
1158 | 6 | Mar-2026 | BCC-GAS-NAT-1001 | 10.01 | BASEMENT+EXT | Gas Systems | EP-GAS-NAT | 112188 | 380 | m | 295.23 | 22 | 0 | 0 | 0 | 0 | 0 | 0 | 0 | 0 | 0 | 0 | 0 | - | - | 112188 | 0 | 0 | 0 | 0 | 0 | 0 | NOT STARTED | 0 | Low | - | 1
1159 | 7 | Apr-2026 | BCC-GAS-NAT-1001 | 10.01 | BASEMENT+EXT | Gas Systems | EP-GAS-NAT | 112188 | 380 | m | 295.23 | 22 | 0 | 0 | 0 | 0 | 0 | 0 | 0 | 0 | 0 | 0 | 0 | - | - | 112188 | 0 | 0 | 0 | 0 | 0 | 0 | NOT STARTED | 0 | Low | - | 1
1160 | 8 | May-2026 | BCC-GAS-NAT-1001 | 10.01 | BASEMENT+EXT | Gas Systems | EP-GAS-NAT | 112188 | 380 | m | 295.23 | 22 | 0 | 0 | 0 | 0 | 0 | 0 | 0 | 0 | 0 | 0 | 0 | - | - | 112188 | 0 | 0 | 0 | 0 | 0 | 0 | NOT STARTED | 0 | Low | - | 1
1161 | 9 | Jun-2026 | BCC-GAS-NAT-1001 | 10.01 | BASEMENT+EXT | Gas Systems | EP-GAS-NAT | 112188 | 380 | m | 295.23 | 22 | 0 | 0 | 0 | 0 | 0 | 0 | 0 | 0 | 0 | 0 | 0 | - | - | 112188 | 0 | 0 | 0 | 0 | 0 | 0 | NOT STARTED | 0 | Low | - | 1
1162 | 10 | Jul-2026 | BCC-GAS-NAT-1001 | 10.01 | BASEMENT+EXT | Gas Systems | EP-GAS-NAT | 112188 | 380 | m | 295.23 | 22 | 0 | 0 | 0 | 0 | 0 | 0 | 0 | 0 | 0 | 0 | 0 | - | - | 112188 | 0 | 0 | 0 | 0 | 0 | 0 | NOT STARTED | 0 | Low | - | 1
1163 | 11 | Aug-2026 | BCC-GAS-NAT-1001 | 10.01 | BASEMENT+EXT | Gas Systems | EP-GAS-NAT | 112188 | 380 | m | 295.23 | 22 | 0 | 0 | 0 | 0 | 0 | 0 | 0 | 0 | 0 | 0 | 0 | - | - | 112188 | 0 | 0 | 0 | 0 | 0 | 0 | NOT STARTED | 0 | Low | - | 1
1164 | 12 | Sep-2026 | BCC-GAS-NAT-1001 | 10.01 | BASEMENT+EXT | Gas Systems | EP-GAS-NAT | 112188 | 380 | m | 295.23 | 22 | 9 | 34.2 | 10097 | 9 | 34.2 | 34.2 | 10097 | 10391 | 10391 | -294 | 0 | 0.9717 | 1 | 115456 | -3268 | 9.26 | 371 | 517 | 505 | 8998 | GREEN | 2.91 | Low | 0.9717 | 1.0291
1165 | 1 | Oct-2025 | BCC-GAS-NAT-1002 | 10.02 | BASEMENT+EXT | Gas Systems | EP-GAS-NAT | 57660 | 120 | m | 480.5 | 22 | 0 | 0 | 0 | 0 | 0 | 0 | 0 | 0 | 0 | 0 | 0 | - | - | 57660 | 0 | 0 | 0 | 0 | 0 | 0 | NOT STARTED | 0 | Low | - | 1
1166 | 2 | Nov-2025 | BCC-GAS-NAT-1002 | 10.02 | BASEMENT+EXT | Gas Systems | EP-GAS-NAT | 57660 | 120 | m | 480.5 | 22 | 0 | 0 | 0 | 0 | 0 | 0 | 0 | 0 | 0 | 0 | 0 | - | - | 57660 | 0 | 0 | 0 | 0 | 0 | 0 | NOT STARTED | 0 | Low | - | 1
1167 | 3 | Dec-2025 | BCC-GAS-NAT-1002 | 10.02 | BASEMENT+EXT | Gas Systems | EP-GAS-NAT | 57660 | 120 | m | 480.5 | 22 | 0 | 0 | 0 | 0 | 0 | 0 | 0 | 0 | 0 | 0 | 0 | - | - | 57660 | 0 | 0 | 0 | 0 | 0 | 0 | NOT STARTED | 0 | Low | - | 1
1168 | 4 | Jan-2026 | BCC-GAS-NAT-1002 | 10.02 | BASEMENT+EXT | Gas Systems | EP-GAS-NAT | 57660 | 120 | m | 480.5 | 22 | 0 | 0 | 0 | 0 | 0 | 0 | 0 | 0 | 0 | 0 | 0 | - | - | 57660 | 0 | 0 | 0 | 0 | 0 | 0 | NOT STARTED | 0 | Low | - | 1
1169 | 5 | Feb-2026 | BCC-GAS-NAT-1002 | 10.02 | BASEMENT+EXT | Gas Systems | EP-GAS-NAT | 57660 | 120 | m | 480.5 | 22 | 0 | 0 | 0 | 0 | 0 | 0 | 0 | 0 | 0 | 0 | 0 | - | - | 57660 | 0 | 0 | 0 | 0 | 0 | 0 | NOT STARTED | 0 | Low | - | 1
1170 | 6 | Mar-2026 | BCC-GAS-NAT-1002 | 10.02 | BASEMENT+EXT | Gas Systems | EP-GAS-NAT | 57660 | 120 | m | 480.5 | 22 | 0 | 0 | 0 | 0 | 0 | 0 | 0 | 0 | 0 | 0 | 0 | - | - | 57660 | 0 | 0 | 0 | 0 | 0 | 0 | NOT STARTED | 0 | Low | - | 1
1171 | 7 | Apr-2026 | BCC-GAS-NAT-1002 | 10.02 | BASEMENT+EXT | Gas Systems | EP-GAS-NAT | 57660 | 120 | m | 480.5 | 22 | 0 | 0 | 0 | 0 | 0 | 0 | 0 | 0 | 0 | 0 | 0 | - | - | 57660 | 0 | 0 | 0 | 0 | 0 | 0 | NOT STARTED | 0 | Low | - | 1
1172 | 8 | May-2026 | BCC-GAS-NAT-1002 | 10.02 | BASEMENT+EXT | Gas Systems | EP-GAS-NAT | 57660 | 120 | m | 480.5 | 22 | 0 | 0 | 0 | 0 | 0 | 0 | 0 | 0 | 0 | 0 | 0 | - | - | 57660 | 0 | 0 | 0 | 0 | 0 | 0 | NOT STARTED | 0 | Low | - | 1
1173 | 9 | Jun-2026 | BCC-GAS-NAT-1002 | 10.02 | BASEMENT+EXT | Gas Systems | EP-GAS-NAT | 57660 | 120 | m | 480.5 | 22 | 0 | 0 | 0 | 0 | 0 | 0 | 0 | 0 | 0 | 0 | 0 | - | - | 57660 | 0 | 0 | 0 | 0 | 0 | 0 | NOT STARTED | 0 | Low | - | 1
1174 | 10 | Jul-2026 | BCC-GAS-NAT-1002 | 10.02 | BASEMENT+EXT | Gas Systems | EP-GAS-NAT | 57660 | 120 | m | 480.5 | 22 | 0 | 0 | 0 | 0 | 0 | 0 | 0 | 0 | 0 | 0 | 0 | - | - | 57660 | 0 | 0 | 0 | 0 | 0 | 0 | NOT STARTED | 0 | Low | - | 1
1175 | 11 | Aug-2026 | BCC-GAS-NAT-1002 | 10.02 | BASEMENT+EXT | Gas Systems | EP-GAS-NAT | 57660 | 120 | m | 480.5 | 22 | 0 | 0 | 0 | 0 | 0 | 0 | 0 | 0 | 0 | 0 | 0 | - | - | 57660 | 0 | 0 | 0 | 0 | 0 | 0 | NOT STARTED | 0 | Low | - | 1
1176 | 12 | Sep-2026 | BCC-GAS-NAT-1002 | 10.02 | BASEMENT+EXT | Gas Systems | EP-GAS-NAT | 57660 | 120 | m | 480.5 | 22 | 4 | 4.8 | 2306 | 4 | 4.8 | 4.8 | 2306 | 2348 | 2348 | -42 | 0 | 0.9821 | 1 | 58711 | -1051 | 4.07 | 91 | 115 | 117 | 2026 | GREEN | 1.83 | Low | 0.982 | 1.0183
1177 | 1 | Oct-2025 | BCC-GAS-NAT-1003 | 10.03 | BASEMENT+EXT | Gas Systems | EP-GAS-NAT | 150199 | 2 | No. | 75099.5 | 22 | 0 | 0 | 0 | 0 | 0 | 0 | 0 | 0 | 0 | 0 | 0 | - | - | 150199 | 0 | 0 | 0 | 0 | 0 | 0 | NOT STARTED | 0 | Low | - | 1
1178 | 2 | Nov-2025 | BCC-GAS-NAT-1003 | 10.03 | BASEMENT+EXT | Gas Systems | EP-GAS-NAT | 150199 | 2 | No. | 75099.5 | 22 | 0.11 | 0.0022 | 16522 | 0.11 | 0.0022 | 0.0022 | 16522 | 168 | 168 | 16354 | 0 | 98.3452 | 1 | 1527 | 148672 | 0.11 | 11 | 8 | 8 | 141 | GREEN | 2.33 | Low | 0.9772 | 1.0233
1179 | 3 | Dec-2025 | BCC-GAS-NAT-1003 | 10.03 | BASEMENT+EXT | Gas Systems | EP-GAS-NAT | 150199 | 2 | No. | 75099.5 | 22 | 0.34 | 0.0068 | 51068 | 0.34 | 0.0068 | 0.0068 | 51068 | 520 | 520 | 50548 | 0 | 98.2077 | 1 | 1529 | 148670 | 0.35 | 28 | 26 | 26 | 439 | GREEN | 2.43 | Low | 0.9763 | 1.0243
1180 | 4 | Jan-2026 | BCC-GAS-NAT-1003 | 10.03 | BASEMENT+EXT | Gas Systems | EP-GAS-NAT | 150199 | 2 | No. | 75099.5 | 22 | 0.78 | 0.0156 | 117155 | 0.78 | 0.0156 | 0.0156 | 117155 | 1198 | 1198 | 115957 | 0 | 97.7922 | 1 | 1536 | 148663 | 0.8 | 76 | 61 | 59 | 1002 | GREEN | 2.5 | Low | 0.9756 | 1.025
1181 | 5 | Feb-2026 | BCC-GAS-NAT-1003 | 10.03 | BASEMENT+EXT | Gas Systems | EP-GAS-NAT | 150199 | 2 | No. | 75099.5 | 22 | 1.51 | 0.0303 | 2268 | 1.51 | 0.0303 | 0.0303 | 2268 | 2335 | 2335 | -67 | 0 | 0.9713 | 1 | 154637 | -4438 | 1.55 | 152 | 114 | 115 | 1953 | GREEN | 2.61 | Low | 0.9746 | 1.0261
1182 | 6 | Mar-2026 | BCC-GAS-NAT-1003 | 10.03 | BASEMENT+EXT | Gas Systems | EP-GAS-NAT | 150199 | 2 | No. | 75099.5 | 22 | 2.5 | 0.05 | 3755 | 2.5 | 0.05 | 0.05 | 3755 | 3856 | 3856 | -101 | 0 | 0.9738 | 1 | 154240 | -4041 | 2.57 | 191 | 196 | 195 | 3275 | GREEN | 2.7 | Low | 0.9737 | 1.027
1183 | 7 | Apr-2026 | BCC-GAS-NAT-1003 | 10.03 | BASEMENT+EXT | Gas Systems | EP-GAS-NAT | 150199 | 2 | No. | 75099.5 | 22 | 3.49 | 0.0697 | 5242 | 3.49 | 0.0697 | 0.0697 | 5242 | 5382 | 5382 | -140 | 0 | 0.974 | 1 | 154208 | -4009 | 3.58 | 259 | 263 | 268 | 4591 | GREEN | 2.81 | Low | 0.9727 | 1.0281
1184 | 8 | May-2026 | BCC-GAS-NAT-1003 | 10.03 | BASEMENT+EXT | Gas Systems | EP-GAS-NAT | 150199 | 2 | No. | 75099.5 | 22 | 4.22 | 0.0844 | 6338 | 4.22 | 0.0844 | 0.0844 | 6338 | 6527 | 6527 | -189 | 0 | 0.971 | 1 | 154685 | -4486 | 4.35 | 173 | 331 | 326 | 5697 | GREEN | 2.92 | Low | 0.9716 | 1.0292
1185 | 9 | Jun-2026 | BCC-GAS-NAT-1003 | 10.03 | BASEMENT+EXT | Gas Systems | EP-GAS-NAT | 150199 | 2 | No. | 75099.5 | 22 | 4.66 | 0.0932 | 6999 | 4.66 | 0.0932 | 0.0932 | 6999 | 7214 | 7214 | -215 | 0 | 0.9702 | 1 | 154812 | -4613 | 4.8 | 232 | 365 | 353 | 6264 | GREEN | 3.02 | Low | 0.9707 | 1.0302
1186 | 10 | Jul-2026 | BCC-GAS-NAT-1003 | 10.03 | BASEMENT+EXT | Gas Systems | EP-GAS-NAT | 150199 | 2 | No. | 75099.5 | 22 | 4.89 | 0.0978 | 7345 | 4.89 | 0.0978 | 0.0978 | 7345 | 7575 | 7575 | -230 | 0 | 0.9696 | 1 | 154908 | -4709 | 5.04 | 360 | 375 | 377 | 6463 | GREEN | 3.14 | Low | 0.9696 | 1.0313
1187 | 11 | Aug-2026 | BCC-GAS-NAT-1003 | 10.03 | BASEMENT+EXT | Gas Systems | EP-GAS-NAT | 150199 | 2 | No. | 75099.5 | 22 | 9 | 0.1 | 13518 | 5 | 0.1 | 0.1 | 7510 | 7718 | 7718 | -208 | -6008 | 0.9731 | 0.5556 | 154351 | -4152 | 5.14 | 258 | 395 | 383 | 6681 | GREEN | 2.76 | Low | 0.9731 | 1.0276
1188 | 12 | Sep-2026 | BCC-GAS-NAT-1003 | 10.03 | BASEMENT+EXT | Gas Systems | EP-GAS-NAT | 150199 | 2 | No. | 75099.5 | 22 | 9 | 0.18 | 13518 | 9 | 0.18 | 0.18 | 13518 | 13703 | 13703 | -185 | 0 | 0.9865 | 1 | 152254 | -2055 | 9.12 | 826 | 683 | 682 | 11512 | GREEN | 1.37 | Low | 0.9865 | 1.0137
1189 | 1 | Oct-2025 | BCC-GAS-NAT-1004 | 10.04 | BASEMENT+EXT | Gas Systems | EP-GAS-NAT | 7985 | 24 | No. | 332.72 | 22 | 0 | 0 | 0 | 0 | 0 | 0 | 0 | 0 | 0 | 0 | 0 | - | - | 7985 | 0 | 0 | 0 | 0 | 0 | 0 | NOT STARTED | 0 | Low | - | 1
1190 | 2 | Nov-2025 | BCC-GAS-NAT-1004 | 10.04 | BASEMENT+EXT | Gas Systems | EP-GAS-NAT | 7985 | 24 | No. | 332.72 | 22 | 0 | 0 | 0 | 0 | 0 | 0 | 0 | 0 | 0 | 0 | 0 | - | - | 7985 | 0 | 0 | 0 | 0 | 0 | 0 | NOT STARTED | 0 | Low | - | 1
1191 | 3 | Dec-2025 | BCC-GAS-NAT-1004 | 10.04 | BASEMENT+EXT | Gas Systems | EP-GAS-NAT | 7985 | 24 | No. | 332.72 | 22 | 0 | 0 | 0 | 0 | 0 | 0 | 0 | 0 | 0 | 0 | 0 | - | - | 7985 | 0 | 0 | 0 | 0 | 0 | 0 | NOT STARTED | 0 | Low | - | 1
1192 | 4 | Jan-2026 | BCC-GAS-NAT-1004 | 10.04 | BASEMENT+EXT | Gas Systems | EP-GAS-NAT | 7985 | 24 | No. | 332.72 | 22 | 0 | 0 | 0 | 0 | 0 | 0 | 0 | 0 | 0 | 0 | 0 | - | - | 7985 | 0 | 0 | 0 | 0 | 0 | 0 | NOT STARTED | 0 | Low | - | 1
1193 | 5 | Feb-2026 | BCC-GAS-NAT-1004 | 10.04 | BASEMENT+EXT | Gas Systems | EP-GAS-NAT | 7985 | 24 | No. | 332.72 | 22 | 0 | 0 | 0 | 0 | 0 | 0 | 0 | 0 | 0 | 0 | 0 | - | - | 7985 | 0 | 0 | 0 | 0 | 0 | 0 | NOT STARTED | 0 | Low | - | 1
1194 | 6 | Mar-2026 | BCC-GAS-NAT-1004 | 10.04 | BASEMENT+EXT | Gas Systems | EP-GAS-NAT | 7985 | 24 | No. | 332.72 | 22 | 0 | 0 | 0 | 0 | 0 | 0 | 0 | 0 | 0 | 0 | 0 | - | - | 7985 | 0 | 0 | 0 | 0 | 0 | 0 | NOT STARTED | 0 | Low | - | 1
1195 | 7 | Apr-2026 | BCC-GAS-NAT-1004 | 10.04 | BASEMENT+EXT | Gas Systems | EP-GAS-NAT | 7985 | 24 | No. | 332.72 | 22 | 0 | 0 | 0 | 0 | 0 | 0 | 0 | 0 | 0 | 0 | 0 | - | - | 7985 | 0 | 0 | 0 | 0 | 0 | 0 | NOT STARTED | 0 | Low | - | 1
1196 | 8 | May-2026 | BCC-GAS-NAT-1004 | 10.04 | BASEMENT+EXT | Gas Systems | EP-GAS-NAT | 7985 | 24 | No. | 332.72 | 22 | 0 | 0 | 0 | 0 | 0 | 0 | 0 | 0 | 0 | 0 | 0 | - | - | 7985 | 0 | 0 | 0 | 0 | 0 | 0 | NOT STARTED | 0 | Low | - | 1
1197 | 9 | Jun-2026 | BCC-GAS-NAT-1004 | 10.04 | BASEMENT+EXT | Gas Systems | EP-GAS-NAT | 7985 | 24 | No. | 332.72 | 22 | 0 | 0 | 0 | 0 | 0 | 0 | 0 | 0 | 0 | 0 | 0 | - | - | 7985 | 0 | 0 | 0 | 0 | 0 | 0 | NOT STARTED | 0 | Low | - | 1
1198 | 10 | Jul-2026 | BCC-GAS-NAT-1004 | 10.04 | BASEMENT+EXT | Gas Systems | EP-GAS-NAT | 7985 | 24 | No. | 332.72 | 22 | 0 | 0 | 0 | 0 | 0 | 0 | 0 | 0 | 0 | 0 | 0 | - | - | 7985 | 0 | 0 | 0 | 0 | 0 | 0 | NOT STARTED | 0 | Low | - | 1
1199 | 11 | Aug-2026 | BCC-GAS-NAT-1004 | 10.04 | BASEMENT+EXT | Gas Systems | EP-GAS-NAT | 7985 | 24 | No. | 332.72 | 22 | 10 | 0 | 799 | 0 | 0 | 0 | 0 | 0 | 0 | 0 | -799 | - | - | 7985 | 0 | 0 | 0 | 0 | 0 | 0 | NOT STARTED | 0 | Low | - | 1
1200 | 12 | Sep-2026 | BCC-GAS-NAT-1004 | 10.04 | BASEMENT+EXT | Gas Systems | EP-GAS-NAT | 7985 | 24 | No. | 332.72 | 22 | 3 | 0.72 | 240 | 3 | 0.72 | 0.72 | 240 | 247 | 247 | -7 | 0 | 0.9717 | 1 | 8218 | -233 | 3.09 | 13 | 12 | 12 | 209 | GREEN | 3.22 | Low | 0.9688 | 1.0322
1201 | 1 | Oct-2025 | BCC-GAS-LPG-1005 | 10.05 | BASEMENT+EXT | Gas Systems | EP-GAS-LPG | 918497 | 2 | No. | 459248.5 | 22 | 0 | 0 | 0 | 0 | 0 | 0 | 0 | 0 | 0 | 0 | 0 | - | - | 918497 | 0 | 0 | 0 | 0 | 0 | 0 | NOT STARTED | 0 | Low | - | 1
1202 | 2 | Nov-2025 | BCC-GAS-LPG-1005 | 10.05 | BASEMENT+EXT | Gas Systems | EP-GAS-LPG | 918497 | 2 | No. | 459248.5 | 22 | 0.13 | 0.0026 | 119405 | 0.13 | 0.0026 | 0.0026 | 119405 | 1244 | 1244 | 118161 | 0 | 95.9847 | 1 | 9569 | 908928 | 0.14 | 89 | 63 | 63 | 1028 | GREEN | 2.73 | Low | 0.9734 | 1.0273
1203 | 3 | Dec-2025 | BCC-GAS-LPG-1005 | 10.05 | BASEMENT+EXT | Gas Systems | EP-GAS-LPG | 918497 | 2 | No. | 459248.5 | 22 | 0.41 | 0.0081 | 376584 | 0.41 | 0.0081 | 0.0081 | 376584 | 3832 | 3832 | 372752 | 0 | 98.2735 | 1 | 9346 | 909151 | 0.42 | 240 | 192 | 193 | 3206 | GREEN | 2.83 | Low | 0.9725 | 1.0283
1204 | 4 | Jan-2026 | BCC-GAS-LPG-1005 | 10.05 | BASEMENT+EXT | Gas Systems | EP-GAS-LPG | 918497 | 2 | No. | 459248.5 | 22 | 0.93 | 0.0187 | 854202 | 0.93 | 0.0187 | 0.0187 | 854202 | 8827 | 8827 | 845375 | 0 | 96.7715 | 1 | 9491 | 909006 | 0.96 | 598 | 435 | 434 | 7359 | GREEN | 2.94 | Low | 0.9714 | 1.0294
1205 | 5 | Feb-2026 | BCC-GAS-LPG-1005 | 10.05 | BASEMENT+EXT | Gas Systems | EP-GAS-LPG | 918497 | 2 | No. | 459248.5 | 22 | 1.82 | 0.0364 | 16717 | 1.82 | 0.0364 | 0.0364 | 16717 | 17203 | 17203 | -486 | 0 | 0.9717 | 1 | 945247 | -26750 | 1.87 | 1018 | 857 | 883 | 14445 | GREEN | 3.05 | Low | 0.9704 | 1.0305
1206 | 6 | Mar-2026 | BCC-GAS-LPG-1005 | 10.05 | BASEMENT+EXT | Gas Systems | EP-GAS-LPG | 918497 | 2 | No. | 459248.5 | 22 | 3 | 0.06 | 27555 | 3 | 0.06 | 0.06 | 27555 | 28423 | 28423 | -868 | 0 | 0.9695 | 1 | 947394 | -28897 | 3.09 | 1503 | 1381 | 1403 | 24136 | GREEN | 3.16 | Low | 0.9694 | 1.0316
1207 | 7 | Apr-2026 | BCC-GAS-LPG-1005 | 10.05 | BASEMENT+EXT | Gas Systems | EP-GAS-LPG | 918497 | 2 | No. | 459248.5 | 22 | 4.18 | 0.0836 | 38393 | 4.18 | 0.0836 | 0.0836 | 38393 | 39667 | 39667 | -1274 | 0 | 0.9679 | 1 | 948959 | -30462 | 4.32 | 2965 | 1975 | 1987 | 32740 | GREEN | 3.26 | Low | 0.9684 | 1.0326
1208 | 8 | May-2026 | BCC-GAS-LPG-1005 | 10.05 | BASEMENT+EXT | Gas Systems | EP-GAS-LPG | 918497 | 2 | No. | 459248.5 | 22 | 5.07 | 0.1013 | 46568 | 5.07 | 0.1013 | 0.1013 | 46568 | 48101 | 48101 | -1533 | 0 | 0.9681 | 1 | 948761 | -30264 | 5.24 | 2266 | 2444 | 2427 | 40964 | GREEN | 3.36 | Low | 0.9675 | 1.0336
1209 | 9 | Jun-2026 | BCC-GAS-LPG-1005 | 10.05 | BASEMENT+EXT | Gas Systems | EP-GAS-LPG | 918497 | 2 | No. | 459248.5 | 22 | 5.59 | 0.1119 | 51344 | 5.59 | 0.1119 | 0.1119 | 51344 | 53166 | 53166 | -1822 | 0 | 0.9657 | 1 | 951119 | -32622 | 5.79 | 2649 | 2607 | 2709 | 45201 | GREEN | 3.47 | Low | 0.9665 | 1.0347
1210 | 10 | Jul-2026 | BCC-GAS-LPG-1005 | 10.05 | BASEMENT+EXT | Gas Systems | EP-GAS-LPG | 918497 | 2 | No. | 459248.5 | 22 | 5.87 | 0.1174 | 53916 | 5.87 | 0.1174 | 0.1174 | 53916 | 55828 | 55828 | -1912 | 0 | 0.9658 | 1 | 951025 | -32528 | 6.08 | 3415 | 2725 | 2862 | 46826 | GREEN | 3.57 | Low | 0.9655 | 1.0357
1211 | 11 | Aug-2026 | BCC-GAS-LPG-1005 | 10.05 | BASEMENT+EXT | Gas Systems | EP-GAS-LPG | 918497 | 2 | No. | 459248.5 | 22 | 11 | 0.12 | 101035 | 6 | 0.12 | 0.12 | 55110 | 55242 | 55242 | -132 | -45925 | 0.9976 | 0.5455 | 920706 | -2209 | 6.01 | 1933 | 2712 | 2841 | 47756 | GREEN | 0.24 | Low | 0.9976 | 1.0024
1212 | 12 | Sep-2026 | BCC-GAS-LPG-1005 | 10.05 | BASEMENT+EXT | Gas Systems | EP-GAS-LPG | 918497 | 2 | No. | 459248.5 | 22 | 11 | 0.22 | 101035 | 11 | 0.22 | 0.22 | 101035 | 102271 | 102271 | -1236 | 0 | 0.9879 | 1 | 929745 | -11248 | 11.13 | 4703 | 5237 | 5152 | 87178 | GREEN | 1.22 | Low | 0.9879 | 1.0122
1213 | 1 | Oct-2025 | BCC-ELE-LV-1101 | 11.01 | FLOORS-ALL | Electrical Works | EP-ELE-LV | 910467 | 22 | No. | 41384.86 | 25 | 0 | 0 | 0 | 0 | 0 | 0 | 0 | 0 | 0 | 0 | 0 | - | - | 910467 | 0 | 0 | 0 | 0 | 0 | 0 | NOT STARTED | 0 | Low | - | 1
1214 | 2 | Nov-2025 | BCC-ELE-LV-1101 | 11.01 | FLOORS-ALL | Electrical Works | EP-ELE-LV | 910467 | 22 | No. | 41384.86 | 25 | 0 | 0 | 0 | 0 | 0 | 0 | 0 | 0 | 0 | 0 | 0 | - | - | 910467 | 0 | 0 | 0 | 0 | 0 | 0 | NOT STARTED | 0 | Low | - | 1
1215 | 3 | Dec-2025 | BCC-ELE-LV-1101 | 11.01 | FLOORS-ALL | Electrical Works | EP-ELE-LV | 910467 | 22 | No. | 41384.86 | 25 | 0 | 0 | 0 | 0 | 0 | 0 | 0 | 0 | 0 | 0 | 0 | - | - | 910467 | 0 | 0 | 0 | 0 | 0 | 0 | NOT STARTED | 0 | Low | - | 1
1216 | 4 | Jan-2026 | BCC-ELE-LV-1101 | 11.01 | FLOORS-ALL | Electrical Works | EP-ELE-LV | 910467 | 22 | No. | 41384.86 | 25 | 0 | 0 | 0 | 0 | 0 | 0 | 0 | 0 | 0 | 0 | 0 | - | - | 910467 | 0 | 0 | 0 | 0 | 0 | 0 | NOT STARTED | 0 | Low | - | 1
1217 | 5 | Feb-2026 | BCC-ELE-LV-1101 | 11.01 | FLOORS-ALL | Electrical Works | EP-ELE-LV | 910467 | 22 | No. | 41384.86 | 25 | 0 | 0 | 0 | 0 | 0 | 0 | 0 | 0 | 0 | 0 | 0 | - | - | 910467 | 0 | 0 | 0 | 0 | 0 | 0 | NOT STARTED | 0 | Low | - | 1
1218 | 6 | Mar-2026 | BCC-ELE-LV-1101 | 11.01 | FLOORS-ALL | Electrical Works | EP-ELE-LV | 910467 | 22 | No. | 41384.86 | 25 | 0 | 0 | 0 | 0 | 0 | 0 | 0 | 0 | 0 | 0 | 0 | - | - | 910467 | 0 | 0 | 0 | 0 | 0 | 0 | NOT STARTED | 0 | Low | - | 1
1219 | 7 | Apr-2026 | BCC-ELE-LV-1101 | 11.01 | FLOORS-ALL | Electrical Works | EP-ELE-LV | 910467 | 22 | No. | 41384.86 | 25 | 0 | 0 | 0 | 0 | 0 | 0 | 0 | 0 | 0 | 0 | 0 | - | - | 910467 | 0 | 0 | 0 | 0 | 0 | 0 | NOT STARTED | 0 | Low | - | 1
1220 | 8 | May-2026 | BCC-ELE-LV-1101 | 11.01 | FLOORS-ALL | Electrical Works | EP-ELE-LV | 910467 | 22 | No. | 41384.86 | 25 | 0 | 0 | 0 | 0 | 0 | 0 | 0 | 0 | 0 | 0 | 0 | - | - | 910467 | 0 | 0 | 0 | 0 | 0 | 0 | NOT STARTED | 0 | Low | - | 1
1221 | 9 | Jun-2026 | BCC-ELE-LV-1101 | 11.01 | FLOORS-ALL | Electrical Works | EP-ELE-LV | 910467 | 22 | No. | 41384.86 | 25 | 0 | 0 | 0 | 0 | 0 | 0 | 0 | 0 | 0 | 0 | 0 | - | - | 910467 | 0 | 0 | 0 | 0 | 0 | 0 | NOT STARTED | 0 | Low | - | 1
1222 | 10 | Jul-2026 | BCC-ELE-LV-1101 | 11.01 | FLOORS-ALL | Electrical Works | EP-ELE-LV | 910467 | 22 | No. | 41384.86 | 25 | 0 | 0 | 0 | 0 | 0 | 0 | 0 | 0 | 0 | 0 | 0 | - | - | 910467 | 0 | 0 | 0 | 0 | 0 | 0 | NOT STARTED | 0 | Low | - | 1
1223 | 11 | Aug-2026 | BCC-ELE-LV-1101 | 11.01 | FLOORS-ALL | Electrical Works | EP-ELE-LV | 910467 | 22 | No. | 41384.86 | 25 | 0 | 0 | 0 | 0 | 0 | 0 | 0 | 0 | 0 | 0 | 0 | - | - | 910467 | 0 | 0 | 0 | 0 | 0 | 0 | NOT STARTED | 0 | Low | - | 1
1224 | 12 | Sep-2026 | BCC-ELE-LV-1101 | 11.01 | FLOORS-ALL | Electrical Works | EP-ELE-LV | 910467 | 22 | No. | 41384.86 | 25 | 17 | 3.74 | 154779 | 17 | 3.74 | 3.74 | 154779 | 165782 | 165782 | -11003 | 0 | 0.9336 | 1 | 975216 | -64749 | 18.21 | 8438 | 8411 | 8491 | 140442 | AMBER | 7.11 | Medium | 0.9336 | 1.0711
1225 | 1 | Oct-2025 | BCC-ELE-LV-1102 | 11.02 | FLOORS-ALL | Electrical Works | EP-ELE-LV | 1367601 | 6800 | m | 201.12 | 25 | 0 | 0 | 0 | 0 | 0 | 0 | 0 | 0 | 0 | 0 | 0 | - | - | 1367601 | 0 | 0 | 0 | 0 | 0 | 0 | NOT STARTED | 0 | Low | - | 1
1226 | 2 | Nov-2025 | BCC-ELE-LV-1102 | 11.02 | FLOORS-ALL | Electrical Works | EP-ELE-LV | 1367601 | 6800 | m | 201.12 | 25 | 0.24 | 16.4334 | 328224 | 0.24 | 16.4334 | 16.4334 | 328224 | 3540 | 3540 | 324684 | 0 | 92.7186 | 1 | 14750 | 1352851 | 0.26 | 161 | 172 | 181 | 3027 | AMBER | 7.1 | Medium | 0.9337 | 1.071
1227 | 3 | Dec-2025 | BCC-ELE-LV-1102 | 11.02 | FLOORS-ALL | Electrical Works | EP-ELE-LV | 1367601 | 6800 | m | 201.12 | 25 | 0.74 | 50.5789 | 1012025 | 0.74 | 50.5789 | 50.5789 | 1012025 | 10907 | 10907 | 1001118 | 0 | 92.7867 | 1 | 14739 | 1352862 | 0.8 | 421 | 535 | 559 | 9393 | AMBER | 7.23 | Medium | 0.9326 | 1.0723
1228 | 4 | Jan-2026 | BCC-ELE-LV-1102 | 11.02 | FLOORS-ALL | Electrical Works | EP-ELE-LV | 1367601 | 6800 | m | 201.12 | 25 | 1.71 | 116.3831 | 23386 | 1.71 | 116.3831 | 116.3831 | 23386 | 25124 | 25124 | -1738 | 0 | 0.9308 | 1 | 1469275 | -101674 | 1.84 | 1134 | 1290 | 1233 | 21467 | AMBER | 7.33 | Medium | 0.9317 | 1.0733
1229 | 5 | Feb-2026 | BCC-ELE-LV-1102 | 11.02 | FLOORS-ALL | Electrical Works | EP-ELE-LV | 1367601 | 6800 | m | 201.12 | 25 | 3.33 | 226.5966 | 45541 | 3.33 | 226.5966 | 226.5966 | 45541 | 48968 | 48968 | -3427 | 0 | 0.93 | 1 | 1470538 | -102937 | 3.58 | 1428 | 2401 | 2499 | 42640 | AMBER | 7.45 | Medium | 0.9307 | 1.0745
1230 | 6 | Mar-2026 | BCC-ELE-LV-1102 | 11.02 | FLOORS-ALL | Electrical Works | EP-ELE-LV | 1367601 | 6800 | m | 201.12 | 25 | 5.5 | 374 | 75218 | 5.5 | 374 | 374 | 75218 | 80910 | 80910 | -5692 | 0 | 0.9297 | 1 | 1471018 | -103417 | 5.92 | 4985 | 4133 | 4130 | 67662 | AMBER | 7.56 | Medium | 0.9297 | 1.0756
1231 | 7 | Apr-2026 | BCC-ELE-LV-1102 | 11.02 | FLOORS-ALL | Electrical Works | EP-ELE-LV | 1367601 | 6800 | m | 201.12 | 25 | 7.67 | 521.4034 | 104895 | 7.67 | 521.4034 | 521.4034 | 104895 | 112920 | 112920 | -8025 | 0 | 0.9289 | 1 | 1472277 | -104676 | 8.26 | 7303 | 5719 | 5611 | 94287 | AMBER | 7.68 | Medium | 0.9287 | 1.0768
1232 | 8 | May-2026 | BCC-ELE-LV-1102 | 11.02 | FLOORS-ALL | Electrical Works | EP-ELE-LV | 1367601 | 6800 | m | 201.12 | 25 | 9.29 | 631.6169 | 127050 | 9.29 | 631.6169 | 631.6169 | 127050 | 136937 | 136937 | -9887 | 0 | 0.9278 | 1 | 1474026 | -106425 | 10.01 | 8945 | 6949 | 6832 | 114211 | AMBER | 7.81 | Medium | 0.9276 | 1.078
1233 | 9 | Jun-2026 | BCC-ELE-LV-1102 | 11.02 | FLOORS-ALL | Electrical Works | EP-ELE-LV | 1367601 | 6800 | m | 201.12 | 25 | 10.26 | 697.4211 | 140316 | 10.26 | 697.4211 | 697.4211 | 140316 | 151366 | 151366 | -11050 | 0 | 0.927 | 1 | 1475298 | -107697 | 11.07 | 10804 | 7719 | 7770 | 125074 | AMBER | 7.91 | Medium | 0.9267 | 1.0791
1234 | 10 | Jul-2026 | BCC-ELE-LV-1102 | 11.02 | FLOORS-ALL | Electrical Works | EP-ELE-LV | 1367601 | 6800 | m | 201.12 | 25 | 10.76 | 731.5666 | 147154 | 10.76 | 731.5666 | 731.5666 | 147154 | 158949 | 158949 | -11795 | 0 | 0.9258 | 1 | 1477211 | -109610 | 11.62 | 9739 | 8077 | 8141 | 132992 | AMBER | 8.03 | Medium | 0.9257 | 1.0803
1235 | 11 | Aug-2026 | BCC-ELE-LV-1102 | 11.02 | FLOORS-ALL | Electrical Works | EP-ELE-LV | 1367601 | 6800 | m | 201.12 | 25 | 11 | 748 | 150436 | 11 | 748 | 748 | 150436 | 161385 | 161385 | -10949 | 0 | 0.9322 | 1 | 1467076 | -99475 | 11.8 | 8061 | 7874 | 8227 | 137223 | AMBER | 7.27 | Medium | 0.9322 | 1.0727
1236 | 12 | Sep-2026 | BCC-ELE-LV-1102 | 11.02 | FLOORS-ALL | Electrical Works | EP-ELE-LV | 1367601 | 6800 | m | 201.12 | 25 | 13 | 884 | 177788 | 13 | 884 | 884 | 177788 | 186692 | 186692 | -8904 | 0 | 0.9523 | 1 | 1436102 | -68501 | 13.65 | 12969 | 9358 | 9221 | 155144 | GREEN | 5.01 | Low | 0.9523 | 1.0501
1237 | 1 | Oct-2025 | BCC-ELE-LV-1103 | 11.03 | FLOORS-ALL | Electrical Works | EP-ELE-LV | 702552 | 3400 | m | 206.63 | 25 | 0 | 0 | 0 | 0 | 0 | 0 | 0 | 0 | 0 | 0 | 0 | - | - | 702552 | 0 | 0 | 0 | 0 | 0 | 0 | NOT STARTED | 0 | Low | - | 1
1238 | 2 | Nov-2025 | BCC-ELE-LV-1103 | 11.03 | FLOORS-ALL | Electrical Works | EP-ELE-LV | 702552 | 3400 | m | 206.63 | 25 | 0.18 | 5.9758 | 126459 | 0.18 | 5.9758 | 5.9758 | 126459 | 1310 | 1310 | 125149 | 0 | 96.5336 | 1 | 7278 | 695274 | 0.19 | 84 | 66 | 65 | 1095 | AMBER | 6.06 | Medium | 0.9429 | 1.0606
1239 | 3 | Dec-2025 | BCC-ELE-LV-1103 | 11.03 | FLOORS-ALL | Electrical Works | EP-ELE-LV | 702552 | 3400 | m | 206.63 | 25 | 0.54 | 18.3923 | 379378 | 0.54 | 18.3923 | 18.3923 | 379378 | 4036 | 4036 | 375342 | 0 | 93.9985 | 1 | 7474 | 695078 | 0.57 | 135 | 201 | 196 | 3503 | AMBER | 6.18 | Medium | 0.9418 | 1.0618
1240 | 4 | Jan-2026 | BCC-ELE-LV-1103 | 11.03 | FLOORS-ALL | Electrical Works | EP-ELE-LV | 702552 | 3400 | m | 206.63 | 25 | 1.24 | 42.3211 | 8712 | 1.24 | 42.3211 | 42.3211 | 8712 | 9296 | 9296 | -584 | 0 | 0.9372 | 1 | 749629 | -47077 | 1.32 | 667 | 478 | 464 | 7686 | AMBER | 6.29 | Medium | 0.9408 | 1.0629
1241 | 5 | Feb-2026 | BCC-ELE-LV-1103 | 11.03 | FLOORS-ALL | Electrical Works | EP-ELE-LV | 702552 | 3400 | m | 206.63 | 25 | 2.42 | 82.3988 | 17002 | 2.42 | 82.3988 | 82.3988 | 17002 | 18117 | 18117 | -1115 | 0 | 0.9385 | 1 | 748592 | -46040 | 2.58 | 829 | 894 | 886 | 15508 | AMBER | 6.41 | Medium | 0.9398 | 1.0641
1242 | 6 | Mar-2026 | BCC-ELE-LV-1103 | 11.03 | FLOORS-ALL | Electrical Works | EP-ELE-LV | 702552 | 3400 | m | 206.63 | 25 | 4 | 136 | 28102 | 4 | 136 | 136 | 28102 | 29934 | 29934 | -1832 | 0 | 0.9388 | 1 | 748352 | -45800 | 4.26 | 1951 | 1479 | 1493 | 25010 | AMBER | 6.52 | Medium | 0.9388 | 1.0652
1243 | 7 | Apr-2026 | BCC-ELE-LV-1103 | 11.03 | FLOORS-ALL | Electrical Works | EP-ELE-LV | 702552 | 3400 | m | 206.63 | 25 | 5.58 | 189.6012 | 39202 | 5.58 | 189.6012 | 189.6012 | 39202 | 41776 | 41776 | -2574 | 0 | 0.9384 | 1 | 748671 | -46119 | 5.95 | 2653 | 2146 | 2027 | 34949 | AMBER | 6.63 | Medium | 0.9378 | 1.0663
1244 | 8 | May-2026 | BCC-ELE-LV-1103 | 11.03 | FLOORS-ALL | Electrical Works | EP-ELE-LV | 702552 | 3400 | m | 206.63 | 25 | 6.76 | 229.6789 | 47493 | 6.76 | 229.6789 | 229.6789 | 47493 | 50661 | 50661 | -3168 | 0 | 0.9375 | 1 | 749391 | -46839 | 7.21 | 1294 | 2474 | 2586 | 44307 | AMBER | 6.75 | Medium | 0.9368 | 1.0675
1245 | 9 | Jun-2026 | BCC-ELE-LV-1103 | 11.03 | FLOORS-ALL | Electrical Works | EP-ELE-LV | 702552 | 3400 | m | 206.63 | 25 | 7.46 | 253.6077 | 52410 | 7.46 | 253.6077 | 253.6077 | 52410 | 55999 | 55999 | -3589 | 0 | 0.9359 | 1 | 750670 | -48118 | 7.97 | 3746 | 2737 | 2742 | 46773 | AMBER | 6.86 | Medium | 0.9358 | 1.0686
1246 | 10 | Jul-2026 | BCC-ELE-LV-1103 | 11.03 | FLOORS-ALL | Electrical Works | EP-ELE-LV | 702552 | 3400 | m | 206.63 | 25 | 7.82 | 266.0242 | 54940 | 7.82 | 266.0242 | 266.0242 | 54940 | 58803 | 58803 | -3863 | 0 | 0.9343 | 1 | 751956 | -49404 | 8.37 | 2901 | 2995 | 2869 | 50039 | AMBER | 6.97 | Medium | 0.9348 | 1.0697
1247 | 11 | Aug-2026 | BCC-ELE-LV-1103 | 11.03 | FLOORS-ALL | Electrical Works | EP-ELE-LV | 702552 | 3400 | m | 206.63 | 25 | 13 | 272 | 91332 | 8 | 272 | 272 | 56204 | 59885 | 59885 | -3681 | -35128 | 0.9385 | 0.6154 | 748589 | -46037 | 8.52 | 2951 | 3081 | 2914 | 50939 | AMBER | 6.55 | Medium | 0.9385 | 1.0655
1248 | 12 | Sep-2026 | BCC-ELE-LV-1103 | 11.03 | FLOORS-ALL | Electrical Works | EP-ELE-LV | 702552 | 3400 | m | 206.63 | 25 | 13 | 442 | 91332 | 13 | 442 | 442 | 91332 | 96689 | 96689 | -5357 | 0 | 0.9446 | 1 | 743757 | -41205 | 13.76 | 3925 | 4761 | 4791 | 83212 | AMBER | 5.86 | Medium | 0.9446 | 1.0586
1249 | 1 | Oct-2025 | BCC-ELE-LTG-1104 | 11.04 | FLOORS-ALL | Electrical Works | EP-ELE-LTG | 259341 | 680 | No. | 381.38 | 25 | 0 | 0 | 0 | 0 | 0 | 0 | 0 | 0 | 0 | 0 | 0 | - | - | 259341 | 0 | 0 | 0 | 0 | 0 | 0 | NOT STARTED | 0 | Low | - | 1
1250 | 2 | Nov-2025 | BCC-ELE-LTG-1104 | 11.04 | FLOORS-ALL | Electrical Works | EP-ELE-LTG | 259341 | 680 | No. | 381.38 | 25 | 0.18 | 1.1952 | 46681 | 0.18 | 1.1952 | 1.1952 | 46681 | 485 | 485 | 46196 | 0 | 96.2495 | 1 | 2694 | 256647 | 0.19 | 33 | 24 | 24 | 404 | AMBER | 6.51 | Medium | 0.9389 | 1.0651
1251 | 3 | Dec-2025 | BCC-ELE-LTG-1104 | 11.04 | FLOORS-ALL | Electrical Works | EP-ELE-LTG | 259341 | 680 | No. | 381.38 | 25 | 0.54 | 3.6785 | 140044 | 0.54 | 3.6785 | 3.6785 | 140044 | 1496 | 1496 | 138548 | 0 | 93.6123 | 1 | 2770 | 256571 | 0.58 | 57 | 76 | 76 | 1287 | AMBER | 6.6 | Medium | 0.9381 | 1.066
1252 | 4 | Jan-2026 | BCC-ELE-LTG-1104 | 11.04 | FLOORS-ALL | Electrical Works | EP-ELE-LTG | 259341 | 680 | No. | 381.38 | 25 | 1.24 | 8.4642 | 3216 | 1.24 | 8.4642 | 8.4642 | 3216 | 3444 | 3444 | -228 | 0 | 0.9338 | 1 | 277726 | -18385 | 1.33 | 124 | 177 | 177 | 2967 | AMBER | 6.7 | Medium | 0.9372 | 1.067
1253 | 5 | Feb-2026 | BCC-ELE-LTG-1104 | 11.04 | FLOORS-ALL | Electrical Works | EP-ELE-LTG | 259341 | 680 | No. | 381.38 | 25 | 2.42 | 16.4798 | 6276 | 2.42 | 16.4798 | 16.4798 | 6276 | 6714 | 6714 | -438 | 0 | 0.9348 | 1 | 277429 | -18088 | 2.59 | 300 | 340 | 327 | 5747 | AMBER | 6.83 | Medium | 0.9361 | 1.0683
1254 | 6 | Mar-2026 | BCC-ELE-LTG-1104 | 11.04 | FLOORS-ALL | Electrical Works | EP-ELE-LTG | 259341 | 680 | No. | 381.38 | 25 | 4 | 27.2 | 10374 | 4 | 27.2 | 27.2 | 10374 | 11093 | 11093 | -719 | 0 | 0.9352 | 1 | 277311 | -17970 | 4.28 | 655 | 567 | 565 | 9306 | AMBER | 6.93 | Medium | 0.9352 | 1.0693
1255 | 7 | Apr-2026 | BCC-ELE-LTG-1104 | 11.04 | FLOORS-ALL | Electrical Works | EP-ELE-LTG | 259341 | 680 | No. | 381.38 | 25 | 5.58 | 37.9202 | 14471 | 5.58 | 37.9202 | 37.9202 | 14471 | 15481 | 15481 | -1010 | 0 | 0.9348 | 1 | 277430 | -18089 | 5.97 | 1136 | 770 | 770 | 12804 | AMBER | 7.04 | Medium | 0.9342 | 1.0704
1256 | 8 | May-2026 | BCC-ELE-LTG-1104 | 11.04 | FLOORS-ALL | Electrical Works | EP-ELE-LTG | 259341 | 680 | No. | 381.38 | 25 | 6.76 | 45.9358 | 17531 | 6.76 | 45.9358 | 45.9358 | 17531 | 18774 | 18774 | -1243 | 0 | 0.9338 | 1 | 277726 | -18385 | 7.24 | 1353 | 954 | 951 | 15516 | AMBER | 7.16 | Medium | 0.9332 | 1.0716
1257 | 9 | Jun-2026 | BCC-ELE-LTG-1104 | 11.04 | FLOORS-ALL | Electrical Works | EP-ELE-LTG | 259341 | 680 | No. | 381.38 | 25 | 7.46 | 50.7215 | 19347 | 7.46 | 50.7215 | 50.7215 | 19347 | 20753 | 20753 | -1406 | 0 | 0.9323 | 1 | 278174 | -18833 | 8 | 1068 | 1027 | 1061 | 17596 | AMBER | 7.28 | Medium | 0.9321 | 1.0728
1258 | 10 | Jul-2026 | BCC-ELE-LTG-1104 | 11.04 | FLOORS-ALL | Electrical Works | EP-ELE-LTG | 259341 | 680 | No. | 381.38 | 25 | 7.82 | 53.2048 | 20280 | 7.82 | 53.2048 | 53.2048 | 20280 | 21791 | 21791 | -1511 | 0 | 0.9307 | 1 | 278652 | -19311 | 8.4 | 671 | 1086 | 1107 | 18927 | AMBER | 7.39 | Medium | 0.9312 | 1.0739
1259 | 11 | Aug-2026 | BCC-ELE-LTG-1104 | 11.04 | FLOORS-ALL | Electrical Works | EP-ELE-LTG | 259341 | 680 | No. | 381.38 | 25 | 13 | 54.4 | 33714 | 8 | 54.4 | 54.4 | 20747 | 22115 | 22115 | -1368 | -12967 | 0.9381 | 0.6154 | 276452 | -17111 | 8.53 | 543 | 1138 | 1090 | 19344 | AMBER | 6.59 | Medium | 0.9382 | 1.0659
1260 | 12 | Sep-2026 | BCC-ELE-LTG-1104 | 11.04 | FLOORS-ALL | Electrical Works | EP-ELE-LTG | 259341 | 680 | No. | 381.38 | 25 | 13 | 88.4 | 33714 | 13 | 88.4 | 88.4 | 33714 | 35633 | 35633 | -1919 | 0 | 0.9461 | 1 | 274114 | -14773 | 13.74 | 2273 | 1778 | 1776 | 29805 | AMBER | 5.69 | Medium | 0.9462 | 1.0569
1261 | 1 | Oct-2025 | BCC-COM-DATA-1201 | 12.01 | FLOORS-ALL | Communication Syst | EP-COM-DATA | 3416083 | 520 | point | 6569.39 | 25 | 0 | 0 | 0 | 0 | 0 | 0 | 0 | 0 | 0 | 0 | 0 | - | - | 3416083 | 0 | 0 | 0 | 0 | 0 | 0 | NOT STARTED | 0 | Low | - | 1
1262 | 2 | Nov-2025 | BCC-COM-DATA-1201 | 12.01 | FLOORS-ALL | Communication Syst | EP-COM-DATA | 3416083 | 520 | point | 6569.39 | 25 | 0 | 0 | 0 | 0 | 0 | 0 | 0 | 0 | 0 | 0 | 0 | - | - | 3416083 | 0 | 0 | 0 | 0 | 0 | 0 | NOT STARTED | 0 | Low | - | 1
1263 | 3 | Dec-2025 | BCC-COM-DATA-1201 | 12.01 | FLOORS-ALL | Communication Syst | EP-COM-DATA | 3416083 | 520 | point | 6569.39 | 25 | 0 | 0 | 0 | 0 | 0 | 0 | 0 | 0 | 0 | 0 | 0 | - | - | 3416083 | 0 | 0 | 0 | 0 | 0 | 0 | NOT STARTED | 0 | Low | - | 1
1264 | 4 | Jan-2026 | BCC-COM-DATA-1201 | 12.01 | FLOORS-ALL | Communication Syst | EP-COM-DATA | 3416083 | 520 | point | 6569.39 | 25 | 0 | 0 | 0 | 0 | 0 | 0 | 0 | 0 | 0 | 0 | 0 | - | - | 3416083 | 0 | 0 | 0 | 0 | 0 | 0 | NOT STARTED | 0 | Low | - | 1
1265 | 5 | Feb-2026 | BCC-COM-DATA-1201 | 12.01 | FLOORS-ALL | Communication Syst | EP-COM-DATA | 3416083 | 520 | point | 6569.39 | 25 | 0 | 0 | 0 | 0 | 0 | 0 | 0 | 0 | 0 | 0 | 0 | - | - | 3416083 | 0 | 0 | 0 | 0 | 0 | 0 | NOT STARTED | 0 | Low | - | 1
1266 | 6 | Mar-2026 | BCC-COM-DATA-1201 | 12.01 | FLOORS-ALL | Communication Syst | EP-COM-DATA | 3416083 | 520 | point | 6569.39 | 25 | 0 | 0 | 0 | 0 | 0 | 0 | 0 | 0 | 0 | 0 | 0 | - | - | 3416083 | 0 | 0 | 0 | 0 | 0 | 0 | NOT STARTED | 0 | Low | - | 1
1267 | 7 | Apr-2026 | BCC-COM-DATA-1201 | 12.01 | FLOORS-ALL | Communication Syst | EP-COM-DATA | 3416083 | 520 | point | 6569.39 | 25 | 0 | 0 | 0 | 0 | 0 | 0 | 0 | 0 | 0 | 0 | 0 | - | - | 3416083 | 0 | 0 | 0 | 0 | 0 | 0 | NOT STARTED | 0 | Low | - | 1
1268 | 8 | May-2026 | BCC-COM-DATA-1201 | 12.01 | FLOORS-ALL | Communication Syst | EP-COM-DATA | 3416083 | 520 | point | 6569.39 | 25 | 0 | 0 | 0 | 0 | 0 | 0 | 0 | 0 | 0 | 0 | 0 | - | - | 3416083 | 0 | 0 | 0 | 0 | 0 | 0 | NOT STARTED | 0 | Low | - | 1
1269 | 9 | Jun-2026 | BCC-COM-DATA-1201 | 12.01 | FLOORS-ALL | Communication Syst | EP-COM-DATA | 3416083 | 520 | point | 6569.39 | 25 | 0 | 0 | 0 | 0 | 0 | 0 | 0 | 0 | 0 | 0 | 0 | - | - | 3416083 | 0 | 0 | 0 | 0 | 0 | 0 | NOT STARTED | 0 | Low | - | 1
1270 | 10 | Jul-2026 | BCC-COM-DATA-1201 | 12.01 | FLOORS-ALL | Communication Syst | EP-COM-DATA | 3416083 | 520 | point | 6569.39 | 25 | 0 | 0 | 0 | 0 | 0 | 0 | 0 | 0 | 0 | 0 | 0 | - | - | 3416083 | 0 | 0 | 0 | 0 | 0 | 0 | NOT STARTED | 0 | Low | - | 1
1271 | 11 | Aug-2026 | BCC-COM-DATA-1201 | 12.01 | FLOORS-ALL | Communication Syst | EP-COM-DATA | 3416083 | 520 | point | 6569.39 | 25 | 5 | 0 | 170804 | 0 | 0 | 0 | 0 | 0 | 0 | 0 | -170804 | - | - | 3416083 | 0 | 0 | 0 | 0 | 0 | 0 | NOT STARTED | 0 | Low | - | 1
1272 | 12 | Sep-2026 | BCC-COM-DATA-1201 | 12.01 | FLOORS-ALL | Communication Syst | EP-COM-DATA | 3416083 | 520 | point | 6569.39 | 25 | 5 | 26 | 170804 | 5 | 26 | 26 | 170804 | 176516 | 176516 | -5712 | 0 | 0.9676 | 1 | 3530463 | -114380 | 5.17 | 12112 | 8879 | 8599 | 146927 | GREEN | 3.35 | Low | 0.9676 | 1.0335
1273 | 1 | Oct-2025 | BCC-COM-DATA-1202 | 12.02 | FLOORS-ALL | Communication Syst | EP-COM-DATA | 282310 | 22 | No. | 12832.27 | 25 | 0 | 0 | 0 | 0 | 0 | 0 | 0 | 0 | 0 | 0 | 0 | - | - | 282310 | 0 | 0 | 0 | 0 | 0 | 0 | NOT STARTED | 0 | Low | - | 1
1274 | 2 | Nov-2025 | BCC-COM-DATA-1202 | 12.02 | FLOORS-ALL | Communication Syst | EP-COM-DATA | 282310 | 22 | No. | 12832.27 | 25 | 0 | 0 | 0 | 0 | 0 | 0 | 0 | 0 | 0 | 0 | 0 | - | - | 282310 | 0 | 0 | 0 | 0 | 0 | 0 | NOT STARTED | 0 | Low | - | 1
1275 | 3 | Dec-2025 | BCC-COM-DATA-1202 | 12.02 | FLOORS-ALL | Communication Syst | EP-COM-DATA | 282310 | 22 | No. | 12832.27 | 25 | 0 | 0 | 0 | 0 | 0 | 0 | 0 | 0 | 0 | 0 | 0 | - | - | 282310 | 0 | 0 | 0 | 0 | 0 | 0 | NOT STARTED | 0 | Low | - | 1
1276 | 4 | Jan-2026 | BCC-COM-DATA-1202 | 12.02 | FLOORS-ALL | Communication Syst | EP-COM-DATA | 282310 | 22 | No. | 12832.27 | 25 | 0 | 0 | 0 | 0 | 0 | 0 | 0 | 0 | 0 | 0 | 0 | - | - | 282310 | 0 | 0 | 0 | 0 | 0 | 0 | NOT STARTED | 0 | Low | - | 1
1277 | 5 | Feb-2026 | BCC-COM-DATA-1202 | 12.02 | FLOORS-ALL | Communication Syst | EP-COM-DATA | 282310 | 22 | No. | 12832.27 | 25 | 0 | 0 | 0 | 0 | 0 | 0 | 0 | 0 | 0 | 0 | 0 | - | - | 282310 | 0 | 0 | 0 | 0 | 0 | 0 | NOT STARTED | 0 | Low | - | 1
1278 | 6 | Mar-2026 | BCC-COM-DATA-1202 | 12.02 | FLOORS-ALL | Communication Syst | EP-COM-DATA | 282310 | 22 | No. | 12832.27 | 25 | 0 | 0 | 0 | 0 | 0 | 0 | 0 | 0 | 0 | 0 | 0 | - | - | 282310 | 0 | 0 | 0 | 0 | 0 | 0 | NOT STARTED | 0 | Low | - | 1
1279 | 7 | Apr-2026 | BCC-COM-DATA-1202 | 12.02 | FLOORS-ALL | Communication Syst | EP-COM-DATA | 282310 | 22 | No. | 12832.27 | 25 | 0 | 0 | 0 | 0 | 0 | 0 | 0 | 0 | 0 | 0 | 0 | - | - | 282310 | 0 | 0 | 0 | 0 | 0 | 0 | NOT STARTED | 0 | Low | - | 1
1280 | 8 | May-2026 | BCC-COM-DATA-1202 | 12.02 | FLOORS-ALL | Communication Syst | EP-COM-DATA | 282310 | 22 | No. | 12832.27 | 25 | 0 | 0 | 0 | 0 | 0 | 0 | 0 | 0 | 0 | 0 | 0 | - | - | 282310 | 0 | 0 | 0 | 0 | 0 | 0 | NOT STARTED | 0 | Low | - | 1
1281 | 9 | Jun-2026 | BCC-COM-DATA-1202 | 12.02 | FLOORS-ALL | Communication Syst | EP-COM-DATA | 282310 | 22 | No. | 12832.27 | 25 | 0 | 0 | 0 | 0 | 0 | 0 | 0 | 0 | 0 | 0 | 0 | - | - | 282310 | 0 | 0 | 0 | 0 | 0 | 0 | NOT STARTED | 0 | Low | - | 1
1282 | 10 | Jul-2026 | BCC-COM-DATA-1202 | 12.02 | FLOORS-ALL | Communication Syst | EP-COM-DATA | 282310 | 22 | No. | 12832.27 | 25 | 0 | 0 | 0 | 0 | 0 | 0 | 0 | 0 | 0 | 0 | 0 | - | - | 282310 | 0 | 0 | 0 | 0 | 0 | 0 | NOT STARTED | 0 | Low | - | 1
1283 | 11 | Aug-2026 | BCC-COM-DATA-1202 | 12.02 | FLOORS-ALL | Communication Syst | EP-COM-DATA | 282310 | 22 | No. | 12832.27 | 25 | 0 | 0 | 0 | 0 | 0 | 0 | 0 | 0 | 0 | 0 | 0 | - | - | 282310 | 0 | 0 | 0 | 0 | 0 | 0 | NOT STARTED | 0 | Low | - | 1
1284 | 12 | Sep-2026 | BCC-COM-DATA-1202 | 12.02 | FLOORS-ALL | Communication Syst | EP-COM-DATA | 282310 | 22 | No. | 12832.27 | 25 | 0 | 0 | 0 | 0 | 0 | 0 | 0 | 0 | 0 | 0 | 0 | - | - | 282310 | 0 | 0 | 0 | 0 | 0 | 0 | NOT STARTED | 0 | Low | - | 1
1285 | 1 | Oct-2025 | BCC-COM-DATA-1203 | 12.03 | FLOORS-ALL | Communication Syst | EP-COM-DATA | 636614 | 4 | No. | 159153.5 | 25 | 0 | 0 | 0 | 0 | 0 | 0 | 0 | 0 | 0 | 0 | 0 | - | - | 636614 | 0 | 0 | 0 | 0 | 0 | 0 | NOT STARTED | 0 | Low | - | 1
1286 | 2 | Nov-2025 | BCC-COM-DATA-1203 | 12.03 | FLOORS-ALL | Communication Syst | EP-COM-DATA | 636614 | 4 | No. | 159153.5 | 25 | 0 | 0 | 0 | 0 | 0 | 0 | 0 | 0 | 0 | 0 | 0 | - | - | 636614 | 0 | 0 | 0 | 0 | 0 | 0 | NOT STARTED | 0 | Low | - | 1
1287 | 3 | Dec-2025 | BCC-COM-DATA-1203 | 12.03 | FLOORS-ALL | Communication Syst | EP-COM-DATA | 636614 | 4 | No. | 159153.5 | 25 | 0 | 0 | 0 | 0 | 0 | 0 | 0 | 0 | 0 | 0 | 0 | - | - | 636614 | 0 | 0 | 0 | 0 | 0 | 0 | NOT STARTED | 0 | Low | - | 1
1288 | 4 | Jan-2026 | BCC-COM-DATA-1203 | 12.03 | FLOORS-ALL | Communication Syst | EP-COM-DATA | 636614 | 4 | No. | 159153.5 | 25 | 0 | 0 | 0 | 0 | 0 | 0 | 0 | 0 | 0 | 0 | 0 | - | - | 636614 | 0 | 0 | 0 | 0 | 0 | 0 | NOT STARTED | 0 | Low | - | 1
1289 | 5 | Feb-2026 | BCC-COM-DATA-1203 | 12.03 | FLOORS-ALL | Communication Syst | EP-COM-DATA | 636614 | 4 | No. | 159153.5 | 25 | 0 | 0 | 0 | 0 | 0 | 0 | 0 | 0 | 0 | 0 | 0 | - | - | 636614 | 0 | 0 | 0 | 0 | 0 | 0 | NOT STARTED | 0 | Low | - | 1
1290 | 6 | Mar-2026 | BCC-COM-DATA-1203 | 12.03 | FLOORS-ALL | Communication Syst | EP-COM-DATA | 636614 | 4 | No. | 159153.5 | 25 | 0 | 0 | 0 | 0 | 0 | 0 | 0 | 0 | 0 | 0 | 0 | - | - | 636614 | 0 | 0 | 0 | 0 | 0 | 0 | NOT STARTED | 0 | Low | - | 1
1291 | 7 | Apr-2026 | BCC-COM-DATA-1203 | 12.03 | FLOORS-ALL | Communication Syst | EP-COM-DATA | 636614 | 4 | No. | 159153.5 | 25 | 0 | 0 | 0 | 0 | 0 | 0 | 0 | 0 | 0 | 0 | 0 | - | - | 636614 | 0 | 0 | 0 | 0 | 0 | 0 | NOT STARTED | 0 | Low | - | 1
1292 | 8 | May-2026 | BCC-COM-DATA-1203 | 12.03 | FLOORS-ALL | Communication Syst | EP-COM-DATA | 636614 | 4 | No. | 159153.5 | 25 | 0 | 0 | 0 | 0 | 0 | 0 | 0 | 0 | 0 | 0 | 0 | - | - | 636614 | 0 | 0 | 0 | 0 | 0 | 0 | NOT STARTED | 0 | Low | - | 1
1293 | 9 | Jun-2026 | BCC-COM-DATA-1203 | 12.03 | FLOORS-ALL | Communication Syst | EP-COM-DATA | 636614 | 4 | No. | 159153.5 | 25 | 0 | 0 | 0 | 0 | 0 | 0 | 0 | 0 | 0 | 0 | 0 | - | - | 636614 | 0 | 0 | 0 | 0 | 0 | 0 | NOT STARTED | 0 | Low | - | 1
1294 | 10 | Jul-2026 | BCC-COM-DATA-1203 | 12.03 | FLOORS-ALL | Communication Syst | EP-COM-DATA | 636614 | 4 | No. | 159153.5 | 25 | 0 | 0 | 0 | 0 | 0 | 0 | 0 | 0 | 0 | 0 | 0 | - | - | 636614 | 0 | 0 | 0 | 0 | 0 | 0 | NOT STARTED | 0 | Low | - | 1
1295 | 11 | Aug-2026 | BCC-COM-DATA-1203 | 12.03 | FLOORS-ALL | Communication Syst | EP-COM-DATA | 636614 | 4 | No. | 159153.5 | 25 | 0 | 0 | 0 | 0 | 0 | 0 | 0 | 0 | 0 | 0 | 0 | - | - | 636614 | 0 | 0 | 0 | 0 | 0 | 0 | NOT STARTED | 0 | Low | - | 1
1296 | 12 | Sep-2026 | BCC-COM-DATA-1203 | 12.03 | FLOORS-ALL | Communication Syst | EP-COM-DATA | 636614 | 4 | No. | 159153.5 | 25 | 2 | 0.08 | 12732 | 2 | 0.08 | 0.08 | 12732 | 13279 | 13279 | -547 | 0 | 0.9588 | 1 | 663969 | -27355 | 2.09 | 631 | 662 | 683 | 11303 | GREEN | 4.3 | Low | 0.9588 | 1.043
1297 | 1 | Oct-2025 | BCC-COM-WIFI-1204 | 12.04 | FLOORS-ALL | Communication Syst | EP-COM-WIFI | 1158108 | 95 | No. | 12190.61 | 25 | 0 | 0 | 0 | 0 | 0 | 0 | 0 | 0 | 0 | 0 | 0 | - | - | 1158108 | 0 | 0 | 0 | 0 | 0 | 0 | NOT STARTED | 0 | Low | - | 1
1298 | 2 | Nov-2025 | BCC-COM-WIFI-1204 | 12.04 | FLOORS-ALL | Communication Syst | EP-COM-WIFI | 1158108 | 95 | No. | 12190.61 | 25 | 0 | 0 | 0 | 0 | 0 | 0 | 0 | 0 | 0 | 0 | 0 | - | - | 1158108 | 0 | 0 | 0 | 0 | 0 | 0 | NOT STARTED | 0 | Low | - | 1
1299 | 3 | Dec-2025 | BCC-COM-WIFI-1204 | 12.04 | FLOORS-ALL | Communication Syst | EP-COM-WIFI | 1158108 | 95 | No. | 12190.61 | 25 | 0 | 0 | 0 | 0 | 0 | 0 | 0 | 0 | 0 | 0 | 0 | - | - | 1158108 | 0 | 0 | 0 | 0 | 0 | 0 | NOT STARTED | 0 | Low | - | 1
1300 | 4 | Jan-2026 | BCC-COM-WIFI-1204 | 12.04 | FLOORS-ALL | Communication Syst | EP-COM-WIFI | 1158108 | 95 | No. | 12190.61 | 25 | 0 | 0 | 0 | 0 | 0 | 0 | 0 | 0 | 0 | 0 | 0 | - | - | 1158108 | 0 | 0 | 0 | 0 | 0 | 0 | NOT STARTED | 0 | Low | - | 1
1301 | 5 | Feb-2026 | BCC-COM-WIFI-1204 | 12.04 | FLOORS-ALL | Communication Syst | EP-COM-WIFI | 1158108 | 95 | No. | 12190.61 | 25 | 0 | 0 | 0 | 0 | 0 | 0 | 0 | 0 | 0 | 0 | 0 | - | - | 1158108 | 0 | 0 | 0 | 0 | 0 | 0 | NOT STARTED | 0 | Low | - | 1
1302 | 6 | Mar-2026 | BCC-COM-WIFI-1204 | 12.04 | FLOORS-ALL | Communication Syst | EP-COM-WIFI | 1158108 | 95 | No. | 12190.61 | 25 | 0 | 0 | 0 | 0 | 0 | 0 | 0 | 0 | 0 | 0 | 0 | - | - | 1158108 | 0 | 0 | 0 | 0 | 0 | 0 | NOT STARTED | 0 | Low | - | 1
1303 | 7 | Apr-2026 | BCC-COM-WIFI-1204 | 12.04 | FLOORS-ALL | Communication Syst | EP-COM-WIFI | 1158108 | 95 | No. | 12190.61 | 25 | 0 | 0 | 0 | 0 | 0 | 0 | 0 | 0 | 0 | 0 | 0 | - | - | 1158108 | 0 | 0 | 0 | 0 | 0 | 0 | NOT STARTED | 0 | Low | - | 1
1304 | 8 | May-2026 | BCC-COM-WIFI-1204 | 12.04 | FLOORS-ALL | Communication Syst | EP-COM-WIFI | 1158108 | 95 | No. | 12190.61 | 25 | 0 | 0 | 0 | 0 | 0 | 0 | 0 | 0 | 0 | 0 | 0 | - | - | 1158108 | 0 | 0 | 0 | 0 | 0 | 0 | NOT STARTED | 0 | Low | - | 1
1305 | 9 | Jun-2026 | BCC-COM-WIFI-1204 | 12.04 | FLOORS-ALL | Communication Syst | EP-COM-WIFI | 1158108 | 95 | No. | 12190.61 | 25 | 0 | 0 | 0 | 0 | 0 | 0 | 0 | 0 | 0 | 0 | 0 | - | - | 1158108 | 0 | 0 | 0 | 0 | 0 | 0 | NOT STARTED | 0 | Low | - | 1
1306 | 10 | Jul-2026 | BCC-COM-WIFI-1204 | 12.04 | FLOORS-ALL | Communication Syst | EP-COM-WIFI | 1158108 | 95 | No. | 12190.61 | 25 | 0 | 0 | 0 | 0 | 0 | 0 | 0 | 0 | 0 | 0 | 0 | - | - | 1158108 | 0 | 0 | 0 | 0 | 0 | 0 | NOT STARTED | 0 | Low | - | 1
1307 | 11 | Aug-2026 | BCC-COM-WIFI-1204 | 12.04 | FLOORS-ALL | Communication Syst | EP-COM-WIFI | 1158108 | 95 | No. | 12190.61 | 25 | 5 | 0 | 57905 | 0 | 0 | 0 | 0 | 0 | 0 | 0 | -57905 | - | - | 1158108 | 0 | 0 | 0 | 0 | 0 | 0 | NOT STARTED | 0 | Low | - | 1
1308 | 12 | Sep-2026 | BCC-COM-WIFI-1204 | 12.04 | FLOORS-ALL | Communication Syst | EP-COM-WIFI | 1158108 | 95 | No. | 12190.61 | 25 | 4 | 3.8 | 46324 | 4 | 3.8 | 3.8 | 46324 | 48732 | 48732 | -2408 | 0 | 0.9506 | 1 | 1218292 | -60184 | 4.21 | 1355 | 2408 | 2472 | 42497 | GREEN | 5.2 | Low | 0.9506 | 1.052
1309 | 1 | Oct-2025 | BCC-COM-WIFI-1205 | 12.05 | FLOORS-ALL | Communication Syst | EP-COM-WIFI | 513332 | 12 | No. | 42777.67 | 25 | 0 | 0 | 0 | 0 | 0 | 0 | 0 | 0 | 0 | 0 | 0 | - | - | 513332 | 0 | 0 | 0 | 0 | 0 | 0 | NOT STARTED | 0 | Low | - | 1
1310 | 2 | Nov-2025 | BCC-COM-WIFI-1205 | 12.05 | FLOORS-ALL | Communication Syst | EP-COM-WIFI | 513332 | 12 | No. | 42777.67 | 25 | 0 | 0 | 0 | 0 | 0 | 0 | 0 | 0 | 0 | 0 | 0 | - | - | 513332 | 0 | 0 | 0 | 0 | 0 | 0 | NOT STARTED | 0 | Low | - | 1
1311 | 3 | Dec-2025 | BCC-COM-WIFI-1205 | 12.05 | FLOORS-ALL | Communication Syst | EP-COM-WIFI | 513332 | 12 | No. | 42777.67 | 25 | 0 | 0 | 0 | 0 | 0 | 0 | 0 | 0 | 0 | 0 | 0 | - | - | 513332 | 0 | 0 | 0 | 0 | 0 | 0 | NOT STARTED | 0 | Low | - | 1
1312 | 4 | Jan-2026 | BCC-COM-WIFI-1205 | 12.05 | FLOORS-ALL | Communication Syst | EP-COM-WIFI | 513332 | 12 | No. | 42777.67 | 25 | 0 | 0 | 0 | 0 | 0 | 0 | 0 | 0 | 0 | 0 | 0 | - | - | 513332 | 0 | 0 | 0 | 0 | 0 | 0 | NOT STARTED | 0 | Low | - | 1
1313 | 5 | Feb-2026 | BCC-COM-WIFI-1205 | 12.05 | FLOORS-ALL | Communication Syst | EP-COM-WIFI | 513332 | 12 | No. | 42777.67 | 25 | 0 | 0 | 0 | 0 | 0 | 0 | 0 | 0 | 0 | 0 | 0 | - | - | 513332 | 0 | 0 | 0 | 0 | 0 | 0 | NOT STARTED | 0 | Low | - | 1
1314 | 6 | Mar-2026 | BCC-COM-WIFI-1205 | 12.05 | FLOORS-ALL | Communication Syst | EP-COM-WIFI | 513332 | 12 | No. | 42777.67 | 25 | 0 | 0 | 0 | 0 | 0 | 0 | 0 | 0 | 0 | 0 | 0 | - | - | 513332 | 0 | 0 | 0 | 0 | 0 | 0 | NOT STARTED | 0 | Low | - | 1
1315 | 7 | Apr-2026 | BCC-COM-WIFI-1205 | 12.05 | FLOORS-ALL | Communication Syst | EP-COM-WIFI | 513332 | 12 | No. | 42777.67 | 25 | 0 | 0 | 0 | 0 | 0 | 0 | 0 | 0 | 0 | 0 | 0 | - | - | 513332 | 0 | 0 | 0 | 0 | 0 | 0 | NOT STARTED | 0 | Low | - | 1
1316 | 8 | May-2026 | BCC-COM-WIFI-1205 | 12.05 | FLOORS-ALL | Communication Syst | EP-COM-WIFI | 513332 | 12 | No. | 42777.67 | 25 | 0 | 0 | 0 | 0 | 0 | 0 | 0 | 0 | 0 | 0 | 0 | - | - | 513332 | 0 | 0 | 0 | 0 | 0 | 0 | NOT STARTED | 0 | Low | - | 1
1317 | 9 | Jun-2026 | BCC-COM-WIFI-1205 | 12.05 | FLOORS-ALL | Communication Syst | EP-COM-WIFI | 513332 | 12 | No. | 42777.67 | 25 | 0 | 0 | 0 | 0 | 0 | 0 | 0 | 0 | 0 | 0 | 0 | - | - | 513332 | 0 | 0 | 0 | 0 | 0 | 0 | NOT STARTED | 0 | Low | - | 1
1318 | 10 | Jul-2026 | BCC-COM-WIFI-1205 | 12.05 | FLOORS-ALL | Communication Syst | EP-COM-WIFI | 513332 | 12 | No. | 42777.67 | 25 | 0 | 0 | 0 | 0 | 0 | 0 | 0 | 0 | 0 | 0 | 0 | - | - | 513332 | 0 | 0 | 0 | 0 | 0 | 0 | NOT STARTED | 0 | Low | - | 1
1319 | 11 | Aug-2026 | BCC-COM-WIFI-1205 | 12.05 | FLOORS-ALL | Communication Syst | EP-COM-WIFI | 513332 | 12 | No. | 42777.67 | 25 | 0 | 0 | 0 | 0 | 0 | 0 | 0 | 0 | 0 | 0 | 0 | - | - | 513332 | 0 | 0 | 0 | 0 | 0 | 0 | NOT STARTED | 0 | Low | - | 1
1320 | 12 | Sep-2026 | BCC-COM-WIFI-1205 | 12.05 | FLOORS-ALL | Communication Syst | EP-COM-WIFI | 513332 | 12 | No. | 42777.67 | 25 | 5 | 0.6 | 25667 | 5 | 0.6 | 0.6 | 25667 | 27013 | 27013 | -1346 | 0 | 0.9502 | 1 | 540237 | -26905 | 5.26 | 923 | 1377 | 1322 | 23391 | GREEN | 5.25 | Low | 0.9501 | 1.0525
1321 | 1 | Oct-2025 | BCC-COM-TEL-1206 | 12.06 | FLOORS-ALL | Communication Syst | EP-COM-TEL | 1032623 | 120 | No. | 8605.19 | 25 | 0 | 0 | 0 | 0 | 0 | 0 | 0 | 0 | 0 | 0 | 0 | - | - | 1032623 | 0 | 0 | 0 | 0 | 0 | 0 | NOT STARTED | 0 | Low | - | 1
1322 | 2 | Nov-2025 | BCC-COM-TEL-1206 | 12.06 | FLOORS-ALL | Communication Syst | EP-COM-TEL | 1032623 | 120 | No. | 8605.19 | 25 | 0 | 0 | 0 | 0 | 0 | 0 | 0 | 0 | 0 | 0 | 0 | - | - | 1032623 | 0 | 0 | 0 | 0 | 0 | 0 | NOT STARTED | 0 | Low | - | 1
1323 | 3 | Dec-2025 | BCC-COM-TEL-1206 | 12.06 | FLOORS-ALL | Communication Syst | EP-COM-TEL | 1032623 | 120 | No. | 8605.19 | 25 | 0 | 0 | 0 | 0 | 0 | 0 | 0 | 0 | 0 | 0 | 0 | - | - | 1032623 | 0 | 0 | 0 | 0 | 0 | 0 | NOT STARTED | 0 | Low | - | 1
1324 | 4 | Jan-2026 | BCC-COM-TEL-1206 | 12.06 | FLOORS-ALL | Communication Syst | EP-COM-TEL | 1032623 | 120 | No. | 8605.19 | 25 | 0 | 0 | 0 | 0 | 0 | 0 | 0 | 0 | 0 | 0 | 0 | - | - | 1032623 | 0 | 0 | 0 | 0 | 0 | 0 | NOT STARTED | 0 | Low | - | 1
1325 | 5 | Feb-2026 | BCC-COM-TEL-1206 | 12.06 | FLOORS-ALL | Communication Syst | EP-COM-TEL | 1032623 | 120 | No. | 8605.19 | 25 | 0 | 0 | 0 | 0 | 0 | 0 | 0 | 0 | 0 | 0 | 0 | - | - | 1032623 | 0 | 0 | 0 | 0 | 0 | 0 | NOT STARTED | 0 | Low | - | 1
1326 | 6 | Mar-2026 | BCC-COM-TEL-1206 | 12.06 | FLOORS-ALL | Communication Syst | EP-COM-TEL | 1032623 | 120 | No. | 8605.19 | 25 | 0 | 0 | 0 | 0 | 0 | 0 | 0 | 0 | 0 | 0 | 0 | - | - | 1032623 | 0 | 0 | 0 | 0 | 0 | 0 | NOT STARTED | 0 | Low | - | 1
1327 | 7 | Apr-2026 | BCC-COM-TEL-1206 | 12.06 | FLOORS-ALL | Communication Syst | EP-COM-TEL | 1032623 | 120 | No. | 8605.19 | 25 | 0 | 0 | 0 | 0 | 0 | 0 | 0 | 0 | 0 | 0 | 0 | - | - | 1032623 | 0 | 0 | 0 | 0 | 0 | 0 | NOT STARTED | 0 | Low | - | 1
1328 | 8 | May-2026 | BCC-COM-TEL-1206 | 12.06 | FLOORS-ALL | Communication Syst | EP-COM-TEL | 1032623 | 120 | No. | 8605.19 | 25 | 0 | 0 | 0 | 0 | 0 | 0 | 0 | 0 | 0 | 0 | 0 | - | - | 1032623 | 0 | 0 | 0 | 0 | 0 | 0 | NOT STARTED | 0 | Low | - | 1
1329 | 9 | Jun-2026 | BCC-COM-TEL-1206 | 12.06 | FLOORS-ALL | Communication Syst | EP-COM-TEL | 1032623 | 120 | No. | 8605.19 | 25 | 0 | 0 | 0 | 0 | 0 | 0 | 0 | 0 | 0 | 0 | 0 | - | - | 1032623 | 0 | 0 | 0 | 0 | 0 | 0 | NOT STARTED | 0 | Low | - | 1
1330 | 10 | Jul-2026 | BCC-COM-TEL-1206 | 12.06 | FLOORS-ALL | Communication Syst | EP-COM-TEL | 1032623 | 120 | No. | 8605.19 | 25 | 0 | 0 | 0 | 0 | 0 | 0 | 0 | 0 | 0 | 0 | 0 | - | - | 1032623 | 0 | 0 | 0 | 0 | 0 | 0 | NOT STARTED | 0 | Low | - | 1
1331 | 11 | Aug-2026 | BCC-COM-TEL-1206 | 12.06 | FLOORS-ALL | Communication Syst | EP-COM-TEL | 1032623 | 120 | No. | 8605.19 | 25 | 0 | 0 | 0 | 0 | 0 | 0 | 0 | 0 | 0 | 0 | 0 | - | - | 1032623 | 0 | 0 | 0 | 0 | 0 | 0 | NOT STARTED | 0 | Low | - | 1
1332 | 12 | Sep-2026 | BCC-COM-TEL-1206 | 12.06 | FLOORS-ALL | Communication Syst | EP-COM-TEL | 1032623 | 120 | No. | 8605.19 | 25 | 0 | 0 | 0 | 0 | 0 | 0 | 0 | 0 | 0 | 0 | 0 | - | - | 1032623 | 0 | 0 | 0 | 0 | 0 | 0 | NOT STARTED | 0 | Low | - | 1
1333 | 1 | Oct-2025 | BCC-COM-TEL-1207 | 12.07 | FLOORS-ALL | Communication Syst | EP-COM-TEL | 507656 | 1 | system | 507656 | 25 | 0 | 0 | 0 | 0 | 0 | 0 | 0 | 0 | 0 | 0 | 0 | - | - | 507656 | 0 | 0 | 0 | 0 | 0 | 0 | NOT STARTED | 0 | Low | - | 1
1334 | 2 | Nov-2025 | BCC-COM-TEL-1207 | 12.07 | FLOORS-ALL | Communication Syst | EP-COM-TEL | 507656 | 1 | system | 507656 | 25 | 0 | 0 | 0 | 0 | 0 | 0 | 0 | 0 | 0 | 0 | 0 | - | - | 507656 | 0 | 0 | 0 | 0 | 0 | 0 | NOT STARTED | 0 | Low | - | 1
1335 | 3 | Dec-2025 | BCC-COM-TEL-1207 | 12.07 | FLOORS-ALL | Communication Syst | EP-COM-TEL | 507656 | 1 | system | 507656 | 25 | 0 | 0 | 0 | 0 | 0 | 0 | 0 | 0 | 0 | 0 | 0 | - | - | 507656 | 0 | 0 | 0 | 0 | 0 | 0 | NOT STARTED | 0 | Low | - | 1
1336 | 4 | Jan-2026 | BCC-COM-TEL-1207 | 12.07 | FLOORS-ALL | Communication Syst | EP-COM-TEL | 507656 | 1 | system | 507656 | 25 | 0 | 0 | 0 | 0 | 0 | 0 | 0 | 0 | 0 | 0 | 0 | - | - | 507656 | 0 | 0 | 0 | 0 | 0 | 0 | NOT STARTED | 0 | Low | - | 1
1337 | 5 | Feb-2026 | BCC-COM-TEL-1207 | 12.07 | FLOORS-ALL | Communication Syst | EP-COM-TEL | 507656 | 1 | system | 507656 | 25 | 0 | 0 | 0 | 0 | 0 | 0 | 0 | 0 | 0 | 0 | 0 | - | - | 507656 | 0 | 0 | 0 | 0 | 0 | 0 | NOT STARTED | 0 | Low | - | 1
1338 | 6 | Mar-2026 | BCC-COM-TEL-1207 | 12.07 | FLOORS-ALL | Communication Syst | EP-COM-TEL | 507656 | 1 | system | 507656 | 25 | 0 | 0 | 0 | 0 | 0 | 0 | 0 | 0 | 0 | 0 | 0 | - | - | 507656 | 0 | 0 | 0 | 0 | 0 | 0 | NOT STARTED | 0 | Low | - | 1
1339 | 7 | Apr-2026 | BCC-COM-TEL-1207 | 12.07 | FLOORS-ALL | Communication Syst | EP-COM-TEL | 507656 | 1 | system | 507656 | 25 | 0 | 0 | 0 | 0 | 0 | 0 | 0 | 0 | 0 | 0 | 0 | - | - | 507656 | 0 | 0 | 0 | 0 | 0 | 0 | NOT STARTED | 0 | Low | - | 1
1340 | 8 | May-2026 | BCC-COM-TEL-1207 | 12.07 | FLOORS-ALL | Communication Syst | EP-COM-TEL | 507656 | 1 | system | 507656 | 25 | 0 | 0 | 0 | 0 | 0 | 0 | 0 | 0 | 0 | 0 | 0 | - | - | 507656 | 0 | 0 | 0 | 0 | 0 | 0 | NOT STARTED | 0 | Low | - | 1
1341 | 9 | Jun-2026 | BCC-COM-TEL-1207 | 12.07 | FLOORS-ALL | Communication Syst | EP-COM-TEL | 507656 | 1 | system | 507656 | 25 | 0 | 0 | 0 | 0 | 0 | 0 | 0 | 0 | 0 | 0 | 0 | - | - | 507656 | 0 | 0 | 0 | 0 | 0 | 0 | NOT STARTED | 0 | Low | - | 1
1342 | 10 | Jul-2026 | BCC-COM-TEL-1207 | 12.07 | FLOORS-ALL | Communication Syst | EP-COM-TEL | 507656 | 1 | system | 507656 | 25 | 0 | 0 | 0 | 0 | 0 | 0 | 0 | 0 | 0 | 0 | 0 | - | - | 507656 | 0 | 0 | 0 | 0 | 0 | 0 | NOT STARTED | 0 | Low | - | 1
1343 | 11 | Aug-2026 | BCC-COM-TEL-1207 | 12.07 | FLOORS-ALL | Communication Syst | EP-COM-TEL | 507656 | 1 | system | 507656 | 25 | 6 | 0 | 30459 | 0 | 0 | 0 | 0 | 0 | 0 | 0 | -30459 | - | - | 507656 | 0 | 0 | 0 | 0 | 0 | 0 | NOT STARTED | 0 | Low | - | 1
1344 | 12 | Sep-2026 | BCC-COM-TEL-1207 | 12.07 | FLOORS-ALL | Communication Syst | EP-COM-TEL | 507656 | 1 | system | 507656 | 25 | 6 | 0.06 | 30459 | 6 | 0.06 | 0.06 | 30459 | 30993 | 30993 | -534 | 0 | 0.9828 | 1 | 516541 | -8885 | 6.11 | 1125 | 1578 | 1557 | 26733 | GREEN | 1.75 | Low | 0.9828 | 1.0175
1345 | 1 | Oct-2025 | BCC-COM-PA-1208 | 12.08 | FLOORS-ALL | Communication Syst | EP-COM-PA | 258466 | 185 | No. | 1397.11 | 25 | 0 | 0 | 0 | 0 | 0 | 0 | 0 | 0 | 0 | 0 | 0 | - | - | 258466 | 0 | 0 | 0 | 0 | 0 | 0 | NOT STARTED | 0 | Low | - | 1
1346 | 2 | Nov-2025 | BCC-COM-PA-1208 | 12.08 | FLOORS-ALL | Communication Syst | EP-COM-PA | 258466 | 185 | No. | 1397.11 | 25 | 0 | 0 | 0 | 0 | 0 | 0 | 0 | 0 | 0 | 0 | 0 | - | - | 258466 | 0 | 0 | 0 | 0 | 0 | 0 | NOT STARTED | 0 | Low | - | 1
1347 | 3 | Dec-2025 | BCC-COM-PA-1208 | 12.08 | FLOORS-ALL | Communication Syst | EP-COM-PA | 258466 | 185 | No. | 1397.11 | 25 | 0 | 0 | 0 | 0 | 0 | 0 | 0 | 0 | 0 | 0 | 0 | - | - | 258466 | 0 | 0 | 0 | 0 | 0 | 0 | NOT STARTED | 0 | Low | - | 1
1348 | 4 | Jan-2026 | BCC-COM-PA-1208 | 12.08 | FLOORS-ALL | Communication Syst | EP-COM-PA | 258466 | 185 | No. | 1397.11 | 25 | 0 | 0 | 0 | 0 | 0 | 0 | 0 | 0 | 0 | 0 | 0 | - | - | 258466 | 0 | 0 | 0 | 0 | 0 | 0 | NOT STARTED | 0 | Low | - | 1
1349 | 5 | Feb-2026 | BCC-COM-PA-1208 | 12.08 | FLOORS-ALL | Communication Syst | EP-COM-PA | 258466 | 185 | No. | 1397.11 | 25 | 0 | 0 | 0 | 0 | 0 | 0 | 0 | 0 | 0 | 0 | 0 | - | - | 258466 | 0 | 0 | 0 | 0 | 0 | 0 | NOT STARTED | 0 | Low | - | 1
1350 | 6 | Mar-2026 | BCC-COM-PA-1208 | 12.08 | FLOORS-ALL | Communication Syst | EP-COM-PA | 258466 | 185 | No. | 1397.11 | 25 | 0 | 0 | 0 | 0 | 0 | 0 | 0 | 0 | 0 | 0 | 0 | - | - | 258466 | 0 | 0 | 0 | 0 | 0 | 0 | NOT STARTED | 0 | Low | - | 1
1351 | 7 | Apr-2026 | BCC-COM-PA-1208 | 12.08 | FLOORS-ALL | Communication Syst | EP-COM-PA | 258466 | 185 | No. | 1397.11 | 25 | 0 | 0 | 0 | 0 | 0 | 0 | 0 | 0 | 0 | 0 | 0 | - | - | 258466 | 0 | 0 | 0 | 0 | 0 | 0 | NOT STARTED | 0 | Low | - | 1
1352 | 8 | May-2026 | BCC-COM-PA-1208 | 12.08 | FLOORS-ALL | Communication Syst | EP-COM-PA | 258466 | 185 | No. | 1397.11 | 25 | 0 | 0 | 0 | 0 | 0 | 0 | 0 | 0 | 0 | 0 | 0 | - | - | 258466 | 0 | 0 | 0 | 0 | 0 | 0 | NOT STARTED | 0 | Low | - | 1
1353 | 9 | Jun-2026 | BCC-COM-PA-1208 | 12.08 | FLOORS-ALL | Communication Syst | EP-COM-PA | 258466 | 185 | No. | 1397.11 | 25 | 0 | 0 | 0 | 0 | 0 | 0 | 0 | 0 | 0 | 0 | 0 | - | - | 258466 | 0 | 0 | 0 | 0 | 0 | 0 | NOT STARTED | 0 | Low | - | 1
1354 | 10 | Jul-2026 | BCC-COM-PA-1208 | 12.08 | FLOORS-ALL | Communication Syst | EP-COM-PA | 258466 | 185 | No. | 1397.11 | 25 | 0 | 0 | 0 | 0 | 0 | 0 | 0 | 0 | 0 | 0 | 0 | - | - | 258466 | 0 | 0 | 0 | 0 | 0 | 0 | NOT STARTED | 0 | Low | - | 1
1355 | 11 | Aug-2026 | BCC-COM-PA-1208 | 12.08 | FLOORS-ALL | Communication Syst | EP-COM-PA | 258466 | 185 | No. | 1397.11 | 25 | 5 | 0 | 12923 | 0 | 0 | 0 | 0 | 0 | 0 | 0 | -12923 | - | - | 258466 | 0 | 0 | 0 | 0 | 0 | 0 | NOT STARTED | 0 | Low | - | 1
1356 | 12 | Sep-2026 | BCC-COM-PA-1208 | 12.08 | FLOORS-ALL | Communication Syst | EP-COM-PA | 258466 | 185 | No. | 1397.11 | 25 | 0 | 0 | 0 | 0 | 0 | 0 | 0 | 0 | 0 | 0 | 0 | - | - | 258466 | 0 | 0 | 0 | 0 | 0 | 0 | NOT STARTED | 0 | Low | - | 1
1357 | 1 | Oct-2025 | BCC-COM-PA-1209 | 12.09 | FLOORS-ALL | Communication Syst | EP-COM-PA | 574959 | 4 | No. | 143739.83 | 25 | 0 | 0 | 0 | 0 | 0 | 0 | 0 | 0 | 0 | 0 | 0 | - | - | 574959 | 0 | 0 | 0 | 0 | 0 | 0 | NOT STARTED | 0 | Low | - | 1
1358 | 2 | Nov-2025 | BCC-COM-PA-1209 | 12.09 | FLOORS-ALL | Communication Syst | EP-COM-PA | 574959 | 4 | No. | 143739.83 | 25 | 0 | 0 | 0 | 0 | 0 | 0 | 0 | 0 | 0 | 0 | 0 | - | - | 574959 | 0 | 0 | 0 | 0 | 0 | 0 | NOT STARTED | 0 | Low | - | 1
1359 | 3 | Dec-2025 | BCC-COM-PA-1209 | 12.09 | FLOORS-ALL | Communication Syst | EP-COM-PA | 574959 | 4 | No. | 143739.83 | 25 | 0 | 0 | 0 | 0 | 0 | 0 | 0 | 0 | 0 | 0 | 0 | - | - | 574959 | 0 | 0 | 0 | 0 | 0 | 0 | NOT STARTED | 0 | Low | - | 1
1360 | 4 | Jan-2026 | BCC-COM-PA-1209 | 12.09 | FLOORS-ALL | Communication Syst | EP-COM-PA | 574959 | 4 | No. | 143739.83 | 25 | 0 | 0 | 0 | 0 | 0 | 0 | 0 | 0 | 0 | 0 | 0 | - | - | 574959 | 0 | 0 | 0 | 0 | 0 | 0 | NOT STARTED | 0 | Low | - | 1
1361 | 5 | Feb-2026 | BCC-COM-PA-1209 | 12.09 | FLOORS-ALL | Communication Syst | EP-COM-PA | 574959 | 4 | No. | 143739.83 | 25 | 0 | 0 | 0 | 0 | 0 | 0 | 0 | 0 | 0 | 0 | 0 | - | - | 574959 | 0 | 0 | 0 | 0 | 0 | 0 | NOT STARTED | 0 | Low | - | 1
1362 | 6 | Mar-2026 | BCC-COM-PA-1209 | 12.09 | FLOORS-ALL | Communication Syst | EP-COM-PA | 574959 | 4 | No. | 143739.83 | 25 | 0 | 0 | 0 | 0 | 0 | 0 | 0 | 0 | 0 | 0 | 0 | - | - | 574959 | 0 | 0 | 0 | 0 | 0 | 0 | NOT STARTED | 0 | Low | - | 1
1363 | 7 | Apr-2026 | BCC-COM-PA-1209 | 12.09 | FLOORS-ALL | Communication Syst | EP-COM-PA | 574959 | 4 | No. | 143739.83 | 25 | 0 | 0 | 0 | 0 | 0 | 0 | 0 | 0 | 0 | 0 | 0 | - | - | 574959 | 0 | 0 | 0 | 0 | 0 | 0 | NOT STARTED | 0 | Low | - | 1
1364 | 8 | May-2026 | BCC-COM-PA-1209 | 12.09 | FLOORS-ALL | Communication Syst | EP-COM-PA | 574959 | 4 | No. | 143739.83 | 25 | 0 | 0 | 0 | 0 | 0 | 0 | 0 | 0 | 0 | 0 | 0 | - | - | 574959 | 0 | 0 | 0 | 0 | 0 | 0 | NOT STARTED | 0 | Low | - | 1
1365 | 9 | Jun-2026 | BCC-COM-PA-1209 | 12.09 | FLOORS-ALL | Communication Syst | EP-COM-PA | 574959 | 4 | No. | 143739.83 | 25 | 0 | 0 | 0 | 0 | 0 | 0 | 0 | 0 | 0 | 0 | 0 | - | - | 574959 | 0 | 0 | 0 | 0 | 0 | 0 | NOT STARTED | 0 | Low | - | 1
1366 | 10 | Jul-2026 | BCC-COM-PA-1209 | 12.09 | FLOORS-ALL | Communication Syst | EP-COM-PA | 574959 | 4 | No. | 143739.83 | 25 | 0 | 0 | 0 | 0 | 0 | 0 | 0 | 0 | 0 | 0 | 0 | - | - | 574959 | 0 | 0 | 0 | 0 | 0 | 0 | NOT STARTED | 0 | Low | - | 1
1367 | 11 | Aug-2026 | BCC-COM-PA-1209 | 12.09 | FLOORS-ALL | Communication Syst | EP-COM-PA | 574959 | 4 | No. | 143739.83 | 25 | 0 | 0 | 0 | 0 | 0 | 0 | 0 | 0 | 0 | 0 | 0 | - | - | 574959 | 0 | 0 | 0 | 0 | 0 | 0 | NOT STARTED | 0 | Low | - | 1
1368 | 12 | Sep-2026 | BCC-COM-PA-1209 | 12.09 | FLOORS-ALL | Communication Syst | EP-COM-PA | 574959 | 4 | No. | 143739.83 | 25 | 5 | 0.2 | 28748 | 5 | 0.2 | 0.2 | 28748 | 29970 | 29970 | -1222 | 0 | 0.9592 | 1 | 599415 | -24456 | 5.21 | 2157 | 1481 | 1518 | 24813 | GREEN | 4.25 | Low | 0.9592 | 1.0425
1369 | 1 | Oct-2025 | BCC-COM-INTER-1210 | 12.10 | FLOORS-ALL | Communication Syst | EP-COM-INTER | 43736 | 8 | No. | 5467 | 25 | 0 | 0 | 0 | 0 | 0 | 0 | 0 | 0 | 0 | 0 | 0 | - | - | 43736 | 0 | 0 | 0 | 0 | 0 | 0 | NOT STARTED | 0 | Low | - | 1
1370 | 2 | Nov-2025 | BCC-COM-INTER-1210 | 12.10 | FLOORS-ALL | Communication Syst | EP-COM-INTER | 43736 | 8 | No. | 5467 | 25 | 0 | 0 | 0 | 0 | 0 | 0 | 0 | 0 | 0 | 0 | 0 | - | - | 43736 | 0 | 0 | 0 | 0 | 0 | 0 | NOT STARTED | 0 | Low | - | 1
1371 | 3 | Dec-2025 | BCC-COM-INTER-1210 | 12.10 | FLOORS-ALL | Communication Syst | EP-COM-INTER | 43736 | 8 | No. | 5467 | 25 | 0 | 0 | 0 | 0 | 0 | 0 | 0 | 0 | 0 | 0 | 0 | - | - | 43736 | 0 | 0 | 0 | 0 | 0 | 0 | NOT STARTED | 0 | Low | - | 1
1372 | 4 | Jan-2026 | BCC-COM-INTER-1210 | 12.10 | FLOORS-ALL | Communication Syst | EP-COM-INTER | 43736 | 8 | No. | 5467 | 25 | 0 | 0 | 0 | 0 | 0 | 0 | 0 | 0 | 0 | 0 | 0 | - | - | 43736 | 0 | 0 | 0 | 0 | 0 | 0 | NOT STARTED | 0 | Low | - | 1
1373 | 5 | Feb-2026 | BCC-COM-INTER-1210 | 12.10 | FLOORS-ALL | Communication Syst | EP-COM-INTER | 43736 | 8 | No. | 5467 | 25 | 0 | 0 | 0 | 0 | 0 | 0 | 0 | 0 | 0 | 0 | 0 | - | - | 43736 | 0 | 0 | 0 | 0 | 0 | 0 | NOT STARTED | 0 | Low | - | 1
1374 | 6 | Mar-2026 | BCC-COM-INTER-1210 | 12.10 | FLOORS-ALL | Communication Syst | EP-COM-INTER | 43736 | 8 | No. | 5467 | 25 | 0 | 0 | 0 | 0 | 0 | 0 | 0 | 0 | 0 | 0 | 0 | - | - | 43736 | 0 | 0 | 0 | 0 | 0 | 0 | NOT STARTED | 0 | Low | - | 1
1375 | 7 | Apr-2026 | BCC-COM-INTER-1210 | 12.10 | FLOORS-ALL | Communication Syst | EP-COM-INTER | 43736 | 8 | No. | 5467 | 25 | 0 | 0 | 0 | 0 | 0 | 0 | 0 | 0 | 0 | 0 | 0 | - | - | 43736 | 0 | 0 | 0 | 0 | 0 | 0 | NOT STARTED | 0 | Low | - | 1
1376 | 8 | May-2026 | BCC-COM-INTER-1210 | 12.10 | FLOORS-ALL | Communication Syst | EP-COM-INTER | 43736 | 8 | No. | 5467 | 25 | 0 | 0 | 0 | 0 | 0 | 0 | 0 | 0 | 0 | 0 | 0 | - | - | 43736 | 0 | 0 | 0 | 0 | 0 | 0 | NOT STARTED | 0 | Low | - | 1
1377 | 9 | Jun-2026 | BCC-COM-INTER-1210 | 12.10 | FLOORS-ALL | Communication Syst | EP-COM-INTER | 43736 | 8 | No. | 5467 | 25 | 0 | 0 | 0 | 0 | 0 | 0 | 0 | 0 | 0 | 0 | 0 | - | - | 43736 | 0 | 0 | 0 | 0 | 0 | 0 | NOT STARTED | 0 | Low | - | 1
1378 | 10 | Jul-2026 | BCC-COM-INTER-1210 | 12.10 | FLOORS-ALL | Communication Syst | EP-COM-INTER | 43736 | 8 | No. | 5467 | 25 | 0 | 0 | 0 | 0 | 0 | 0 | 0 | 0 | 0 | 0 | 0 | - | - | 43736 | 0 | 0 | 0 | 0 | 0 | 0 | NOT STARTED | 0 | Low | - | 1
1379 | 11 | Aug-2026 | BCC-COM-INTER-1210 | 12.10 | FLOORS-ALL | Communication Syst | EP-COM-INTER | 43736 | 8 | No. | 5467 | 25 | 5 | 0 | 2187 | 0 | 0 | 0 | 0 | 0 | 0 | 0 | -2187 | - | - | 43736 | 0 | 0 | 0 | 0 | 0 | 0 | NOT STARTED | 0 | Low | - | 1
1380 | 12 | Sep-2026 | BCC-COM-INTER-1210 | 12.10 | FLOORS-ALL | Communication Syst | EP-COM-INTER | 43736 | 8 | No. | 5467 | 25 | 3 | 0.24 | 1312 | 3 | 0.24 | 0.24 | 1312 | 1370 | 1370 | -58 | 0 | 0.9577 | 1 | 45668 | -1932 | 3.13 | 39 | 69 | 70 | 1192 | GREEN | 4.46 | Low | 0.9573 | 1.0446
1381 | 1 | Oct-2025 | BCC-COM-AV-1211 | 12.11 | FLOORS-ALL | Communication Syst | EP-COM-AV | 1790670 | 8 | room | 223833.75 | 25 | 0 | 0 | 0 | 0 | 0 | 0 | 0 | 0 | 0 | 0 | 0 | - | - | 1790670 | 0 | 0 | 0 | 0 | 0 | 0 | NOT STARTED | 0 | Low | - | 1
1382 | 2 | Nov-2025 | BCC-COM-AV-1211 | 12.11 | FLOORS-ALL | Communication Syst | EP-COM-AV | 1790670 | 8 | room | 223833.75 | 25 | 0 | 0 | 0 | 0 | 0 | 0 | 0 | 0 | 0 | 0 | 0 | - | - | 1790670 | 0 | 0 | 0 | 0 | 0 | 0 | NOT STARTED | 0 | Low | - | 1
1383 | 3 | Dec-2025 | BCC-COM-AV-1211 | 12.11 | FLOORS-ALL | Communication Syst | EP-COM-AV | 1790670 | 8 | room | 223833.75 | 25 | 0 | 0 | 0 | 0 | 0 | 0 | 0 | 0 | 0 | 0 | 0 | - | - | 1790670 | 0 | 0 | 0 | 0 | 0 | 0 | NOT STARTED | 0 | Low | - | 1
1384 | 4 | Jan-2026 | BCC-COM-AV-1211 | 12.11 | FLOORS-ALL | Communication Syst | EP-COM-AV | 1790670 | 8 | room | 223833.75 | 25 | 0 | 0 | 0 | 0 | 0 | 0 | 0 | 0 | 0 | 0 | 0 | - | - | 1790670 | 0 | 0 | 0 | 0 | 0 | 0 | NOT STARTED | 0 | Low | - | 1
1385 | 5 | Feb-2026 | BCC-COM-AV-1211 | 12.11 | FLOORS-ALL | Communication Syst | EP-COM-AV | 1790670 | 8 | room | 223833.75 | 25 | 0 | 0 | 0 | 0 | 0 | 0 | 0 | 0 | 0 | 0 | 0 | - | - | 1790670 | 0 | 0 | 0 | 0 | 0 | 0 | NOT STARTED | 0 | Low | - | 1
1386 | 6 | Mar-2026 | BCC-COM-AV-1211 | 12.11 | FLOORS-ALL | Communication Syst | EP-COM-AV | 1790670 | 8 | room | 223833.75 | 25 | 0 | 0 | 0 | 0 | 0 | 0 | 0 | 0 | 0 | 0 | 0 | - | - | 1790670 | 0 | 0 | 0 | 0 | 0 | 0 | NOT STARTED | 0 | Low | - | 1
1387 | 7 | Apr-2026 | BCC-COM-AV-1211 | 12.11 | FLOORS-ALL | Communication Syst | EP-COM-AV | 1790670 | 8 | room | 223833.75 | 25 | 0 | 0 | 0 | 0 | 0 | 0 | 0 | 0 | 0 | 0 | 0 | - | - | 1790670 | 0 | 0 | 0 | 0 | 0 | 0 | NOT STARTED | 0 | Low | - | 1
1388 | 8 | May-2026 | BCC-COM-AV-1211 | 12.11 | FLOORS-ALL | Communication Syst | EP-COM-AV | 1790670 | 8 | room | 223833.75 | 25 | 0 | 0 | 0 | 0 | 0 | 0 | 0 | 0 | 0 | 0 | 0 | - | - | 1790670 | 0 | 0 | 0 | 0 | 0 | 0 | NOT STARTED | 0 | Low | - | 1
1389 | 9 | Jun-2026 | BCC-COM-AV-1211 | 12.11 | FLOORS-ALL | Communication Syst | EP-COM-AV | 1790670 | 8 | room | 223833.75 | 25 | 0 | 0 | 0 | 0 | 0 | 0 | 0 | 0 | 0 | 0 | 0 | - | - | 1790670 | 0 | 0 | 0 | 0 | 0 | 0 | NOT STARTED | 0 | Low | - | 1
1390 | 10 | Jul-2026 | BCC-COM-AV-1211 | 12.11 | FLOORS-ALL | Communication Syst | EP-COM-AV | 1790670 | 8 | room | 223833.75 | 25 | 0 | 0 | 0 | 0 | 0 | 0 | 0 | 0 | 0 | 0 | 0 | - | - | 1790670 | 0 | 0 | 0 | 0 | 0 | 0 | NOT STARTED | 0 | Low | - | 1
1391 | 11 | Aug-2026 | BCC-COM-AV-1211 | 12.11 | FLOORS-ALL | Communication Syst | EP-COM-AV | 1790670 | 8 | room | 223833.75 | 25 | 6 | 0 | 107440 | 0 | 0 | 0 | 0 | 0 | 0 | 0 | -107440 | - | - | 1790670 | 0 | 0 | 0 | 0 | 0 | 0 | NOT STARTED | 0 | Low | - | 1
1392 | 12 | Sep-2026 | BCC-COM-AV-1211 | 12.11 | FLOORS-ALL | Communication Syst | EP-COM-AV | 1790670 | 8 | room | 223833.75 | 25 | 6 | 0.48 | 107440 | 6 | 0.48 | 0.48 | 107440 | 112455 | 112455 | -5015 | 0 | 0.9554 | 1 | 1874262 | -83592 | 6.28 | 3402 | 5779 | 5499 | 97775 | GREEN | 4.67 | Low | 0.9554 | 1.0467
1393 | 1 | Oct-2025 | BCC-COM-AV-1212 | 12.12 | FLOORS-ALL | Communication Syst | EP-COM-AV | 121386 | 18 | No. | 6743.67 | 25 | 0 | 0 | 0 | 0 | 0 | 0 | 0 | 0 | 0 | 0 | 0 | - | - | 121386 | 0 | 0 | 0 | 0 | 0 | 0 | NOT STARTED | 0 | Low | - | 1
1394 | 2 | Nov-2025 | BCC-COM-AV-1212 | 12.12 | FLOORS-ALL | Communication Syst | EP-COM-AV | 121386 | 18 | No. | 6743.67 | 25 | 0 | 0 | 0 | 0 | 0 | 0 | 0 | 0 | 0 | 0 | 0 | - | - | 121386 | 0 | 0 | 0 | 0 | 0 | 0 | NOT STARTED | 0 | Low | - | 1
1395 | 3 | Dec-2025 | BCC-COM-AV-1212 | 12.12 | FLOORS-ALL | Communication Syst | EP-COM-AV | 121386 | 18 | No. | 6743.67 | 25 | 0 | 0 | 0 | 0 | 0 | 0 | 0 | 0 | 0 | 0 | 0 | - | - | 121386 | 0 | 0 | 0 | 0 | 0 | 0 | NOT STARTED | 0 | Low | - | 1
1396 | 4 | Jan-2026 | BCC-COM-AV-1212 | 12.12 | FLOORS-ALL | Communication Syst | EP-COM-AV | 121386 | 18 | No. | 6743.67 | 25 | 0 | 0 | 0 | 0 | 0 | 0 | 0 | 0 | 0 | 0 | 0 | - | - | 121386 | 0 | 0 | 0 | 0 | 0 | 0 | NOT STARTED | 0 | Low | - | 1
1397 | 5 | Feb-2026 | BCC-COM-AV-1212 | 12.12 | FLOORS-ALL | Communication Syst | EP-COM-AV | 121386 | 18 | No. | 6743.67 | 25 | 0 | 0 | 0 | 0 | 0 | 0 | 0 | 0 | 0 | 0 | 0 | - | - | 121386 | 0 | 0 | 0 | 0 | 0 | 0 | NOT STARTED | 0 | Low | - | 1
1398 | 6 | Mar-2026 | BCC-COM-AV-1212 | 12.12 | FLOORS-ALL | Communication Syst | EP-COM-AV | 121386 | 18 | No. | 6743.67 | 25 | 0 | 0 | 0 | 0 | 0 | 0 | 0 | 0 | 0 | 0 | 0 | - | - | 121386 | 0 | 0 | 0 | 0 | 0 | 0 | NOT STARTED | 0 | Low | - | 1
1399 | 7 | Apr-2026 | BCC-COM-AV-1212 | 12.12 | FLOORS-ALL | Communication Syst | EP-COM-AV | 121386 | 18 | No. | 6743.67 | 25 | 0 | 0 | 0 | 0 | 0 | 0 | 0 | 0 | 0 | 0 | 0 | - | - | 121386 | 0 | 0 | 0 | 0 | 0 | 0 | NOT STARTED | 0 | Low | - | 1
1400 | 8 | May-2026 | BCC-COM-AV-1212 | 12.12 | FLOORS-ALL | Communication Syst | EP-COM-AV | 121386 | 18 | No. | 6743.67 | 25 | 0 | 0 | 0 | 0 | 0 | 0 | 0 | 0 | 0 | 0 | 0 | - | - | 121386 | 0 | 0 | 0 | 0 | 0 | 0 | NOT STARTED | 0 | Low | - | 1
1401 | 9 | Jun-2026 | BCC-COM-AV-1212 | 12.12 | FLOORS-ALL | Communication Syst | EP-COM-AV | 121386 | 18 | No. | 6743.67 | 25 | 0 | 0 | 0 | 0 | 0 | 0 | 0 | 0 | 0 | 0 | 0 | - | - | 121386 | 0 | 0 | 0 | 0 | 0 | 0 | NOT STARTED | 0 | Low | - | 1
1402 | 10 | Jul-2026 | BCC-COM-AV-1212 | 12.12 | FLOORS-ALL | Communication Syst | EP-COM-AV | 121386 | 18 | No. | 6743.67 | 25 | 0 | 0 | 0 | 0 | 0 | 0 | 0 | 0 | 0 | 0 | 0 | - | - | 121386 | 0 | 0 | 0 | 0 | 0 | 0 | NOT STARTED | 0 | Low | - | 1
1403 | 11 | Aug-2026 | BCC-COM-AV-1212 | 12.12 | FLOORS-ALL | Communication Syst | EP-COM-AV | 121386 | 18 | No. | 6743.67 | 25 | 0 | 0 | 0 | 0 | 0 | 0 | 0 | 0 | 0 | 0 | 0 | - | - | 121386 | 0 | 0 | 0 | 0 | 0 | 0 | NOT STARTED | 0 | Low | - | 1
1404 | 12 | Sep-2026 | BCC-COM-AV-1212 | 12.12 | FLOORS-ALL | Communication Syst | EP-COM-AV | 121386 | 18 | No. | 6743.67 | 25 | 0 | 0 | 0 | 0 | 0 | 0 | 0 | 0 | 0 | 0 | 0 | - | - | 121386 | 0 | 0 | 0 | 0 | 0 | 0 | NOT STARTED | 0 | Low | - | 1
1405 | 1 | Oct-2025 | BCC-COM-MATV-1213 | 12.13 | FLOORS-ALL | Communication Syst | EP-COM-MATV | 710511 | 1 | system | 710511 | 25 | 0 | 0 | 0 | 0 | 0 | 0 | 0 | 0 | 0 | 0 | 0 | - | - | 710511 | 0 | 0 | 0 | 0 | 0 | 0 | NOT STARTED | 0 | Low | - | 1
1406 | 2 | Nov-2025 | BCC-COM-MATV-1213 | 12.13 | FLOORS-ALL | Communication Syst | EP-COM-MATV | 710511 | 1 | system | 710511 | 25 | 0.07 | 0.0007 | 49736 | 0.07 | 0.0007 | 0.0007 | 49736 | 492 | 492 | 49244 | 0 | 101.0894 | 1 | 7029 | 703482 | 0.07 | 25 | 25 | 25 | 416 | GREEN | 5.06 | Low | 0.9518 | 1.0506
1407 | 3 | Dec-2025 | BCC-COM-MATV-1213 | 12.13 | FLOORS-ALL | Communication Syst | EP-COM-MATV | 710511 | 1 | system | 710511 | 25 | 0.2 | 0.002 | 142102 | 0.2 | 0.002 | 0.002 | 142102 | 1517 | 1517 | 140585 | 0 | 93.673 | 1 | 7585 | 702926 | 0.21 | 95 | 75 | 74 | 1273 | GREEN | 5.24 | Low | 0.9502 | 1.0524
1408 | 4 | Jan-2026 | BCC-COM-MATV-1213 | 12.13 | FLOORS-ALL | Communication Syst | EP-COM-MATV | 710511 | 1 | system | 710511 | 25 | 0.47 | 0.0047 | 333940 | 0.47 | 0.0047 | 0.0047 | 333940 | 3494 | 3494 | 330446 | 0 | 95.5753 | 1 | 7434 | 703077 | 0.49 | 171 | 171 | 170 | 2982 | AMBER | 5.36 | Medium | 0.9491 | 1.0536
1409 | 5 | Feb-2026 | BCC-COM-MATV-1213 | 12.13 | FLOORS-ALL | Communication Syst | EP-COM-MATV | 710511 | 1 | system | 710511 | 25 | 0.91 | 0.0091 | 646565 | 0.91 | 0.0091 | 0.0091 | 646565 | 6810 | 6810 | 639755 | 0 | 94.9435 | 1 | 7484 | 703027 | 0.96 | 188 | 350 | 333 | 5939 | AMBER | 5.47 | Medium | 0.9481 | 1.0547
1410 | 6 | Mar-2026 | BCC-COM-MATV-1213 | 12.13 | FLOORS-ALL | Communication Syst | EP-COM-MATV | 710511 | 1 | system | 710511 | 25 | 1.5 | 0.015 | 10658 | 1.5 | 0.015 | 0.015 | 10658 | 11253 | 11253 | -595 | 0 | 0.9471 | 1 | 750196 | -39685 | 1.58 | 784 | 551 | 576 | 9341 | AMBER | 5.59 | Medium | 0.9471 | 1.0559
1411 | 7 | Apr-2026 | BCC-COM-MATV-1213 | 12.13 | FLOORS-ALL | Communication Syst | EP-COM-MATV | 710511 | 1 | system | 710511 | 25 | 2.09 | 0.0209 | 14850 | 2.09 | 0.0209 | 0.0209 | 14850 | 15704 | 15704 | -854 | 0 | 0.9456 | 1 | 751386 | -40875 | 2.21 | 524 | 794 | 793 | 13593 | AMBER | 5.7 | Medium | 0.9461 | 1.057
1412 | 8 | May-2026 | BCC-COM-MATV-1213 | 12.13 | FLOORS-ALL | Communication Syst | EP-COM-MATV | 710511 | 1 | system | 710511 | 25 | 2.53 | 0.0253 | 17976 | 2.53 | 0.0253 | 0.0253 | 17976 | 19044 | 19044 | -1068 | 0 | 0.9439 | 1 | 752739 | -42228 | 2.68 | 559 | 979 | 973 | 16533 | AMBER | 5.81 | Medium | 0.9451 | 1.0581
1413 | 9 | Jun-2026 | BCC-COM-MATV-1213 | 12.13 | FLOORS-ALL | Communication Syst | EP-COM-MATV | 710511 | 1 | system | 710511 | 25 | 2.8 | 0.028 | 19894 | 2.8 | 0.028 | 0.028 | 19894 | 21050 | 21050 | -1156 | 0 | 0.9451 | 1 | 751784 | -41273 | 2.96 | 759 | 1044 | 1067 | 18181 | AMBER | 5.92 | Medium | 0.9441 | 1.0592
1414 | 10 | Jul-2026 | BCC-COM-MATV-1213 | 12.13 | FLOORS-ALL | Communication Syst | EP-COM-MATV | 710511 | 1 | system | 710511 | 25 | 2.93 | 0.0293 | 20818 | 2.93 | 0.0293 | 0.0293 | 20818 | 22104 | 22104 | -1286 | 0 | 0.9418 | 1 | 754418 | -43907 | 3.11 | 629 | 1079 | 1136 | 19261 | AMBER | 6.03 | Medium | 0.9431 | 1.0603
1415 | 11 | Aug-2026 | BCC-COM-MATV-1213 | 12.13 | FLOORS-ALL | Communication Syst | EP-COM-MATV | 710511 | 1 | system | 710511 | 25 | 3 | 0.03 | 21315 | 3 | 0.03 | 0.03 | 21315 | 21798 | 21798 | -483 | 0 | 0.9778 | 1 | 726642 | -16131 | 3.07 | 714 | 1108 | 1105 | 18870 | GREEN | 2.26 | Low | 0.9779 | 1.0226
1416 | 12 | Sep-2026 | BCC-COM-MATV-1213 | 12.13 | FLOORS-ALL | Communication Syst | EP-COM-MATV | 710511 | 1 | system | 710511 | 25 | 9 | 0.09 | 63946 | 9 | 0.09 | 0.09 | 63946 | 66721 | 66721 | -2775 | 0 | 0.9584 | 1 | 741351 | -30840 | 9.39 | 4095 | 3302 | 3330 | 55994 | GREEN | 4.34 | Low | 0.9584 | 1.0434
1417 | 1 | Oct-2025 | BCC-COM-MATV-1214 | 12.14 | FLOORS-ALL | Communication Syst | EP-COM-MATV | 209705 | 180 | point | 1165.03 | 25 | 0 | 0 | 0 | 0 | 0 | 0 | 0 | 0 | 0 | 0 | 0 | - | - | 209705 | 0 | 0 | 0 | 0 | 0 | 0 | NOT STARTED | 0 | Low | - | 1
1418 | 2 | Nov-2025 | BCC-COM-MATV-1214 | 12.14 | FLOORS-ALL | Communication Syst | EP-COM-MATV | 209705 | 180 | point | 1165.03 | 25 | 0 | 0 | 0 | 0 | 0 | 0 | 0 | 0 | 0 | 0 | 0 | - | - | 209705 | 0 | 0 | 0 | 0 | 0 | 0 | NOT STARTED | 0 | Low | - | 1
1419 | 3 | Dec-2025 | BCC-COM-MATV-1214 | 12.14 | FLOORS-ALL | Communication Syst | EP-COM-MATV | 209705 | 180 | point | 1165.03 | 25 | 0 | 0 | 0 | 0 | 0 | 0 | 0 | 0 | 0 | 0 | 0 | - | - | 209705 | 0 | 0 | 0 | 0 | 0 | 0 | NOT STARTED | 0 | Low | - | 1
1420 | 4 | Jan-2026 | BCC-COM-MATV-1214 | 12.14 | FLOORS-ALL | Communication Syst | EP-COM-MATV | 209705 | 180 | point | 1165.03 | 25 | 0 | 0 | 0 | 0 | 0 | 0 | 0 | 0 | 0 | 0 | 0 | - | - | 209705 | 0 | 0 | 0 | 0 | 0 | 0 | NOT STARTED | 0 | Low | - | 1
1421 | 5 | Feb-2026 | BCC-COM-MATV-1214 | 12.14 | FLOORS-ALL | Communication Syst | EP-COM-MATV | 209705 | 180 | point | 1165.03 | 25 | 0 | 0 | 0 | 0 | 0 | 0 | 0 | 0 | 0 | 0 | 0 | - | - | 209705 | 0 | 0 | 0 | 0 | 0 | 0 | NOT STARTED | 0 | Low | - | 1
1422 | 6 | Mar-2026 | BCC-COM-MATV-1214 | 12.14 | FLOORS-ALL | Communication Syst | EP-COM-MATV | 209705 | 180 | point | 1165.03 | 25 | 0 | 0 | 0 | 0 | 0 | 0 | 0 | 0 | 0 | 0 | 0 | - | - | 209705 | 0 | 0 | 0 | 0 | 0 | 0 | NOT STARTED | 0 | Low | - | 1
1423 | 7 | Apr-2026 | BCC-COM-MATV-1214 | 12.14 | FLOORS-ALL | Communication Syst | EP-COM-MATV | 209705 | 180 | point | 1165.03 | 25 | 0 | 0 | 0 | 0 | 0 | 0 | 0 | 0 | 0 | 0 | 0 | - | - | 209705 | 0 | 0 | 0 | 0 | 0 | 0 | NOT STARTED | 0 | Low | - | 1
1424 | 8 | May-2026 | BCC-COM-MATV-1214 | 12.14 | FLOORS-ALL | Communication Syst | EP-COM-MATV | 209705 | 180 | point | 1165.03 | 25 | 0 | 0 | 0 | 0 | 0 | 0 | 0 | 0 | 0 | 0 | 0 | - | - | 209705 | 0 | 0 | 0 | 0 | 0 | 0 | NOT STARTED | 0 | Low | - | 1
1425 | 9 | Jun-2026 | BCC-COM-MATV-1214 | 12.14 | FLOORS-ALL | Communication Syst | EP-COM-MATV | 209705 | 180 | point | 1165.03 | 25 | 0 | 0 | 0 | 0 | 0 | 0 | 0 | 0 | 0 | 0 | 0 | - | - | 209705 | 0 | 0 | 0 | 0 | 0 | 0 | NOT STARTED | 0 | Low | - | 1
1426 | 10 | Jul-2026 | BCC-COM-MATV-1214 | 12.14 | FLOORS-ALL | Communication Syst | EP-COM-MATV | 209705 | 180 | point | 1165.03 | 25 | 0 | 0 | 0 | 0 | 0 | 0 | 0 | 0 | 0 | 0 | 0 | - | - | 209705 | 0 | 0 | 0 | 0 | 0 | 0 | NOT STARTED | 0 | Low | - | 1
1427 | 11 | Aug-2026 | BCC-COM-MATV-1214 | 12.14 | FLOORS-ALL | Communication Syst | EP-COM-MATV | 209705 | 180 | point | 1165.03 | 25 | 8 | 0 | 16776 | 0 | 0 | 0 | 0 | 0 | 0 | 0 | -16776 | - | - | 209705 | 0 | 0 | 0 | 0 | 0 | 0 | NOT STARTED | 0 | Low | - | 1
1428 | 12 | Sep-2026 | BCC-COM-MATV-1214 | 12.14 | FLOORS-ALL | Communication Syst | EP-COM-MATV | 209705 | 180 | point | 1165.03 | 25 | 8 | 14.4 | 16776 | 8 | 14.4 | 14.4 | 16776 | 17544 | 17544 | -768 | 0 | 0.9562 | 1 | 219310 | -9605 | 8.37 | 1027 | 856 | 851 | 14810 | GREEN | 4.57 | Low | 0.9563 | 1.0457
1429 | 1 | Oct-2025 | BCC-COM-SEC-1215 | 12.15 | FLOORS-ALL | Communication Syst | EP-COM-SEC | 1719623 | 48 | No. | 35825.48 | 25 | 0 | 0 | 0 | 0 | 0 | 0 | 0 | 0 | 0 | 0 | 0 | - | - | 1719623 | 0 | 0 | 0 | 0 | 0 | 0 | NOT STARTED | 0 | Low | - | 1
1430 | 2 | Nov-2025 | BCC-COM-SEC-1215 | 12.15 | FLOORS-ALL | Communication Syst | EP-COM-SEC | 1719623 | 48 | No. | 35825.48 | 25 | 0 | 0 | 0 | 0 | 0 | 0 | 0 | 0 | 0 | 0 | 0 | - | - | 1719623 | 0 | 0 | 0 | 0 | 0 | 0 | NOT STARTED | 0 | Low | - | 1
1431 | 3 | Dec-2025 | BCC-COM-SEC-1215 | 12.15 | FLOORS-ALL | Communication Syst | EP-COM-SEC | 1719623 | 48 | No. | 35825.48 | 25 | 0 | 0 | 0 | 0 | 0 | 0 | 0 | 0 | 0 | 0 | 0 | - | - | 1719623 | 0 | 0 | 0 | 0 | 0 | 0 | NOT STARTED | 0 | Low | - | 1
1432 | 4 | Jan-2026 | BCC-COM-SEC-1215 | 12.15 | FLOORS-ALL | Communication Syst | EP-COM-SEC | 1719623 | 48 | No. | 35825.48 | 25 | 0 | 0 | 0 | 0 | 0 | 0 | 0 | 0 | 0 | 0 | 0 | - | - | 1719623 | 0 | 0 | 0 | 0 | 0 | 0 | NOT STARTED | 0 | Low | - | 1
1433 | 5 | Feb-2026 | BCC-COM-SEC-1215 | 12.15 | FLOORS-ALL | Communication Syst | EP-COM-SEC | 1719623 | 48 | No. | 35825.48 | 25 | 0 | 0 | 0 | 0 | 0 | 0 | 0 | 0 | 0 | 0 | 0 | - | - | 1719623 | 0 | 0 | 0 | 0 | 0 | 0 | NOT STARTED | 0 | Low | - | 1
1434 | 6 | Mar-2026 | BCC-COM-SEC-1215 | 12.15 | FLOORS-ALL | Communication Syst | EP-COM-SEC | 1719623 | 48 | No. | 35825.48 | 25 | 0 | 0 | 0 | 0 | 0 | 0 | 0 | 0 | 0 | 0 | 0 | - | - | 1719623 | 0 | 0 | 0 | 0 | 0 | 0 | NOT STARTED | 0 | Low | - | 1
1435 | 7 | Apr-2026 | BCC-COM-SEC-1215 | 12.15 | FLOORS-ALL | Communication Syst | EP-COM-SEC | 1719623 | 48 | No. | 35825.48 | 25 | 0 | 0 | 0 | 0 | 0 | 0 | 0 | 0 | 0 | 0 | 0 | - | - | 1719623 | 0 | 0 | 0 | 0 | 0 | 0 | NOT STARTED | 0 | Low | - | 1
1436 | 8 | May-2026 | BCC-COM-SEC-1215 | 12.15 | FLOORS-ALL | Communication Syst | EP-COM-SEC | 1719623 | 48 | No. | 35825.48 | 25 | 0 | 0 | 0 | 0 | 0 | 0 | 0 | 0 | 0 | 0 | 0 | - | - | 1719623 | 0 | 0 | 0 | 0 | 0 | 0 | NOT STARTED | 0 | Low | - | 1
1437 | 9 | Jun-2026 | BCC-COM-SEC-1215 | 12.15 | FLOORS-ALL | Communication Syst | EP-COM-SEC | 1719623 | 48 | No. | 35825.48 | 25 | 0 | 0 | 0 | 0 | 0 | 0 | 0 | 0 | 0 | 0 | 0 | - | - | 1719623 | 0 | 0 | 0 | 0 | 0 | 0 | NOT STARTED | 0 | Low | - | 1
1438 | 10 | Jul-2026 | BCC-COM-SEC-1215 | 12.15 | FLOORS-ALL | Communication Syst | EP-COM-SEC | 1719623 | 48 | No. | 35825.48 | 25 | 0 | 0 | 0 | 0 | 0 | 0 | 0 | 0 | 0 | 0 | 0 | - | - | 1719623 | 0 | 0 | 0 | 0 | 0 | 0 | NOT STARTED | 0 | Low | - | 1
1439 | 11 | Aug-2026 | BCC-COM-SEC-1215 | 12.15 | FLOORS-ALL | Communication Syst | EP-COM-SEC | 1719623 | 48 | No. | 35825.48 | 25 | 0 | 0 | 0 | 0 | 0 | 0 | 0 | 0 | 0 | 0 | 0 | - | - | 1719623 | 0 | 0 | 0 | 0 | 0 | 0 | NOT STARTED | 0 | Low | - | 1
1440 | 12 | Sep-2026 | BCC-COM-SEC-1215 | 12.15 | FLOORS-ALL | Communication Syst | EP-COM-SEC | 1719623 | 48 | No. | 35825.48 | 25 | 10 | 4.8 | 171962 | 10 | 4.8 | 4.8 | 171962 | 180414 | 180414 | -8452 | 0 | 0.9532 | 1 | 1804062 | -84439 | 10.49 | 8991 | 8792 | 8901 | 153730 | GREEN | 4.91 | Low | 0.9532 | 1.0491
1441 | 1 | Oct-2025 | BCC-COM-SEC-1216 | 12.16 | FLOORS-ALL | Communication Syst | EP-COM-SEC | 235098 | 4 | No. | 58774.5 | 25 | 0 | 0 | 0 | 0 | 0 | 0 | 0 | 0 | 0 | 0 | 0 | - | - | 235098 | 0 | 0 | 0 | 0 | 0 | 0 | NOT STARTED | 0 | Low | - | 1
1442 | 2 | Nov-2025 | BCC-COM-SEC-1216 | 12.16 | FLOORS-ALL | Communication Syst | EP-COM-SEC | 235098 | 4 | No. | 58774.5 | 25 | 0.07 | 0.0026 | 16457 | 0.07 | 0.0026 | 0.0026 | 16457 | 159 | 159 | 16298 | 0 | 103.5031 | 1 | 2271 | 232827 | 0.07 | 9 | 7 | 7 | 135 | GREEN | 2.4 | Low | 0.9766 | 1.024
1443 | 3 | Dec-2025 | BCC-COM-SEC-1216 | 12.16 | FLOORS-ALL | Communication Syst | EP-COM-SEC | 235098 | 4 | No. | 58774.5 | 25 | 0.2 | 0.0081 | 47020 | 0.2 | 0.0081 | 0.0081 | 47020 | 490 | 490 | 46530 | 0 | 95.9592 | 1 | 2450 | 232648 | 0.21 | 25 | 24 | 24 | 416 | GREEN | 2.64 | Low | 0.9743 | 1.0264
1444 | 4 | Jan-2026 | BCC-COM-SEC-1216 | 12.16 | FLOORS-ALL | Communication Syst | EP-COM-SEC | 235098 | 4 | No. | 58774.5 | 25 | 0.47 | 0.0187 | 110496 | 0.47 | 0.0187 | 0.0187 | 110496 | 1127 | 1127 | 109369 | 0 | 98.0444 | 1 | 2398 | 232700 | 0.48 | 59 | 56 | 56 | 956 | GREEN | 2.76 | Low | 0.9731 | 1.0276
1445 | 5 | Feb-2026 | BCC-COM-SEC-1216 | 12.16 | FLOORS-ALL | Communication Syst | EP-COM-SEC | 235098 | 4 | No. | 58774.5 | 25 | 0.91 | 0.0364 | 213939 | 0.91 | 0.0364 | 0.0364 | 213939 | 2198 | 2198 | 211741 | 0 | 97.3335 | 1 | 2415 | 232683 | 0.93 | 123 | 110 | 109 | 1856 | GREEN | 2.88 | Low | 0.972 | 1.0288
1446 | 6 | Mar-2026 | BCC-COM-SEC-1216 | 12.16 | FLOORS-ALL | Communication Syst | EP-COM-SEC | 235098 | 4 | No. | 58774.5 | 25 | 1.5 | 0.06 | 3526 | 1.5 | 0.06 | 0.06 | 3526 | 3632 | 3632 | -106 | 0 | 0.9708 | 1 | 242169 | -7071 | 1.54 | 152 | 187 | 180 | 3113 | GREEN | 2.99 | Low | 0.971 | 1.0299
1447 | 7 | Apr-2026 | BCC-COM-SEC-1216 | 12.16 | FLOORS-ALL | Communication Syst | EP-COM-SEC | 235098 | 4 | No. | 58774.5 | 25 | 2.09 | 0.0836 | 4914 | 2.09 | 0.0836 | 0.0836 | 4914 | 5069 | 5069 | -155 | 0 | 0.9694 | 1 | 242519 | -7421 | 2.16 | 311 | 250 | 254 | 4253 | GREEN | 3.1 | Low | 0.9699 | 1.031
1448 | 8 | May-2026 | BCC-COM-SEC-1216 | 12.16 | FLOORS-ALL | Communication Syst | EP-COM-SEC | 235098 | 4 | No. | 58774.5 | 25 | 2.53 | 0.1013 | 5948 | 2.53 | 0.1013 | 0.1013 | 5948 | 6147 | 6147 | -199 | 0 | 0.9676 | 1 | 242970 | -7872 | 2.61 | 275 | 307 | 301 | 5264 | GREEN | 3.21 | Low | 0.9689 | 1.0321
1449 | 9 | Jun-2026 | BCC-COM-SEC-1216 | 12.16 | FLOORS-ALL | Communication Syst | EP-COM-SEC | 235098 | 4 | No. | 58774.5 | 25 | 2.8 | 0.1119 | 6583 | 2.8 | 0.1119 | 0.1119 | 6583 | 6794 | 6794 | -211 | 0 | 0.9689 | 1 | 242644 | -7546 | 2.89 | 236 | 348 | 349 | 5861 | GREEN | 3.32 | Low | 0.9679 | 1.0332
1450 | 10 | Jul-2026 | BCC-COM-SEC-1216 | 12.16 | FLOORS-ALL | Communication Syst | EP-COM-SEC | 235098 | 4 | No. | 58774.5 | 25 | 2.93 | 0.1174 | 6888 | 2.93 | 0.1174 | 0.1174 | 6888 | 7133 | 7133 | -245 | 0 | 0.9657 | 1 | 243449 | -8351 | 3.03 | 538 | 354 | 351 | 5890 | GREEN | 3.41 | Low | 0.967 | 1.0341
1451 | 11 | Aug-2026 | BCC-COM-SEC-1216 | 12.16 | FLOORS-ALL | Communication Syst | EP-COM-SEC | 235098 | 4 | No. | 58774.5 | 25 | 3 | 0.12 | 7053 | 3 | 0.12 | 0.12 | 7053 | 7310 | 7310 | -257 | 0 | 0.9648 | 1 | 243675 | -8577 | 3.11 | 537 | 368 | 367 | 6039 | GREEN | 3.66 | Low | 0.9647 | 1.0366
1452 | 12 | Sep-2026 | BCC-COM-SEC-1216 | 12.16 | FLOORS-ALL | Communication Syst | EP-COM-SEC | 235098 | 4 | No. | 58774.5 | 25 | 0 | 0 | 0 | 0 | 0 | 0 | 0 | 0 | 0 | 0 | 0 | - | - | 235098 | 0 | 0 | 0 | 0 | 0 | 0 | NOT STARTED | 0 | Low | - | 1
1453 | 1 | Oct-2025 | BCC-COM-SEC-1217 | 12.17 | FLOORS-ALL | Communication Syst | EP-COM-SEC | 88968 | 85 | No. | 1046.68 | 25 | 0 | 0 | 0 | 0 | 0 | 0 | 0 | 0 | 0 | 0 | 0 | - | - | 88968 | 0 | 0 | 0 | 0 | 0 | 0 | NOT STARTED | 0 | Low | - | 1
1454 | 2 | Nov-2025 | BCC-COM-SEC-1217 | 12.17 | FLOORS-ALL | Communication Syst | EP-COM-SEC | 88968 | 85 | No. | 1046.68 | 25 | 0.09 | 0.0747 | 8007 | 0.09 | 0.0747 | 0.0747 | 8007 | 81 | 81 | 7926 | 0 | 98.8519 | 1 | 900 | 88068 | 0.09 | 4 | 4 | 4 | 70 | GREEN | 3.78 | Low | 0.9636 | 1.0378
1455 | 3 | Dec-2025 | BCC-COM-SEC-1217 | 12.17 | FLOORS-ALL | Communication Syst | EP-COM-SEC | 88968 | 85 | No. | 1046.68 | 25 | 0.27 | 0.2299 | 24021 | 0.27 | 0.2299 | 0.2299 | 24021 | 250 | 250 | 23771 | 0 | 96.084 | 1 | 926 | 88042 | 0.28 | 15 | 13 | 13 | 210 | GREEN | 4 | Low | 0.9615 | 1.04
1456 | 4 | Jan-2026 | BCC-COM-SEC-1217 | 12.17 | FLOORS-ALL | Communication Syst | EP-COM-SEC | 88968 | 85 | No. | 1046.68 | 25 | 0.62 | 0.529 | 55160 | 0.62 | 0.529 | 0.529 | 55160 | 576 | 576 | 54584 | 0 | 95.7639 | 1 | 929 | 88039 | 0.65 | 24 | 30 | 29 | 494 | GREEN | 4.01 | Low | 0.9614 | 1.0402
1457 | 5 | Feb-2026 | BCC-COM-SEC-1217 | 12.17 | FLOORS-ALL | Communication Syst | EP-COM-SEC | 88968 | 85 | No. | 1046.68 | 25 | 1.21 | 1.03 | 1077 | 1.21 | 1.03 | 1.03 | 1077 | 1122 | 1122 | -45 | 0 | 0.9599 | 1 | 92684 | -3716 | 1.26 | 64 | 55 | 56 | 947 | GREEN | 4.12 | Low | 0.9604 | 1.0412
1458 | 6 | Mar-2026 | BCC-COM-SEC-1217 | 12.17 | FLOORS-ALL | Communication Syst | EP-COM-SEC | 88968 | 85 | No. | 1046.68 | 25 | 2 | 1.7 | 1779 | 2 | 1.7 | 1.7 | 1779 | 1855 | 1855 | -76 | 0 | 0.959 | 1 | 92771 | -3803 | 2.09 | 90 | 94 | 95 | 1576 | GREEN | 4.24 | Low | 0.9593 | 1.0424
1459 | 7 | Apr-2026 | BCC-COM-SEC-1217 | 12.17 | FLOORS-ALL | Communication Syst | EP-COM-SEC | 88968 | 85 | No. | 1046.68 | 25 | 2.79 | 2.37 | 2482 | 2.79 | 2.37 | 2.37 | 2482 | 2589 | 2589 | -107 | 0 | 0.9587 | 1 | 92800 | -3832 | 2.91 | 105 | 132 | 131 | 2221 | GREEN | 4.36 | Low | 0.9582 | 1.0436
1460 | 8 | May-2026 | BCC-COM-SEC-1217 | 12.17 | FLOORS-ALL | Communication Syst | EP-COM-SEC | 88968 | 85 | No. | 1046.68 | 25 | 3.38 | 2.871 | 3007 | 3.38 | 2.871 | 2.871 | 3007 | 3139 | 3139 | -132 | 0 | 0.9579 | 1 | 92878 | -3910 | 3.53 | 204 | 158 | 155 | 2622 | GREEN | 4.46 | Low | 0.9573 | 1.0446
1461 | 9 | Jun-2026 | BCC-COM-SEC-1217 | 12.17 | FLOORS-ALL | Communication Syst | EP-COM-SEC | 88968 | 85 | No. | 1046.68 | 25 | 3.73 | 3.1701 | 3318 | 3.73 | 3.1701 | 3.1701 | 3318 | 3470 | 3470 | -152 | 0 | 0.9562 | 1 | 93043 | -4075 | 3.9 | 230 | 169 | 171 | 2899 | GREEN | 4.58 | Low | 0.9562 | 1.0458
1462 | 10 | Jul-2026 | BCC-COM-SEC-1217 | 12.17 | FLOORS-ALL | Communication Syst | EP-COM-SEC | 88968 | 85 | No. | 1046.68 | 25 | 3.91 | 3.3253 | 3479 | 3.91 | 3.3253 | 3.3253 | 3479 | 3644 | 3644 | -165 | 0 | 0.9547 | 1 | 93189 | -4221 | 4.1 | 257 | 187 | 180 | 3019 | GREEN | 4.68 | Low | 0.9553 | 1.0468
1463 | 11 | Aug-2026 | BCC-COM-SEC-1217 | 12.17 | FLOORS-ALL | Communication Syst | EP-COM-SEC | 88968 | 85 | No. | 1046.68 | 25 | 4 | 3.4 | 3559 | 4 | 3.4 | 3.4 | 3559 | 3679 | 3679 | -120 | 0 | 0.9674 | 1 | 91966 | -2998 | 4.14 | 95 | 184 | 179 | 3220 | GREEN | 3.37 | Low | 0.9674 | 1.0337
1464 | 12 | Sep-2026 | BCC-COM-SEC-1217 | 12.17 | FLOORS-ALL | Communication Syst | EP-COM-SEC | 88968 | 85 | No. | 1046.68 | 25 | 10 | 8.5 | 8897 | 10 | 8.5 | 8.5 | 8897 | 9134 | 9134 | -237 | 0 | 0.9741 | 1 | 91334 | -2366 | 10.27 | 576 | 448 | 448 | 7662 | GREEN | 2.67 | Low | 0.974 | 1.0267
1465 | 1 | Oct-2025 | BCC-COM-SEC-1218 | 12.18 | FLOORS-ALL | Communication Syst | EP-COM-SEC | 161846 | 4 | No. | 40461.5 | 25 | 0 | 0 | 0 | 0 | 0 | 0 | 0 | 0 | 0 | 0 | 0 | - | - | 161846 | 0 | 0 | 0 | 0 | 0 | 0 | NOT STARTED | 0 | Low | - | 1
1466 | 2 | Nov-2025 | BCC-COM-SEC-1218 | 12.18 | FLOORS-ALL | Communication Syst | EP-COM-SEC | 161846 | 4 | No. | 40461.5 | 25 | 0 | 0 | 0 | 0 | 0 | 0 | 0 | 0 | 0 | 0 | 0 | - | - | 161846 | 0 | 0 | 0 | 0 | 0 | 0 | NOT STARTED | 0 | Low | - | 1
1467 | 3 | Dec-2025 | BCC-COM-SEC-1218 | 12.18 | FLOORS-ALL | Communication Syst | EP-COM-SEC | 161846 | 4 | No. | 40461.5 | 25 | 0 | 0 | 0 | 0 | 0 | 0 | 0 | 0 | 0 | 0 | 0 | - | - | 161846 | 0 | 0 | 0 | 0 | 0 | 0 | NOT STARTED | 0 | Low | - | 1
1468 | 4 | Jan-2026 | BCC-COM-SEC-1218 | 12.18 | FLOORS-ALL | Communication Syst | EP-COM-SEC | 161846 | 4 | No. | 40461.5 | 25 | 0 | 0 | 0 | 0 | 0 | 0 | 0 | 0 | 0 | 0 | 0 | - | - | 161846 | 0 | 0 | 0 | 0 | 0 | 0 | NOT STARTED | 0 | Low | - | 1
1469 | 5 | Feb-2026 | BCC-COM-SEC-1218 | 12.18 | FLOORS-ALL | Communication Syst | EP-COM-SEC | 161846 | 4 | No. | 40461.5 | 25 | 0 | 0 | 0 | 0 | 0 | 0 | 0 | 0 | 0 | 0 | 0 | - | - | 161846 | 0 | 0 | 0 | 0 | 0 | 0 | NOT STARTED | 0 | Low | - | 1
1470 | 6 | Mar-2026 | BCC-COM-SEC-1218 | 12.18 | FLOORS-ALL | Communication Syst | EP-COM-SEC | 161846 | 4 | No. | 40461.5 | 25 | 0 | 0 | 0 | 0 | 0 | 0 | 0 | 0 | 0 | 0 | 0 | - | - | 161846 | 0 | 0 | 0 | 0 | 0 | 0 | NOT STARTED | 0 | Low | - | 1
1471 | 7 | Apr-2026 | BCC-COM-SEC-1218 | 12.18 | FLOORS-ALL | Communication Syst | EP-COM-SEC | 161846 | 4 | No. | 40461.5 | 25 | 0 | 0 | 0 | 0 | 0 | 0 | 0 | 0 | 0 | 0 | 0 | - | - | 161846 | 0 | 0 | 0 | 0 | 0 | 0 | NOT STARTED | 0 | Low | - | 1
1472 | 8 | May-2026 | BCC-COM-SEC-1218 | 12.18 | FLOORS-ALL | Communication Syst | EP-COM-SEC | 161846 | 4 | No. | 40461.5 | 25 | 0 | 0 | 0 | 0 | 0 | 0 | 0 | 0 | 0 | 0 | 0 | - | - | 161846 | 0 | 0 | 0 | 0 | 0 | 0 | NOT STARTED | 0 | Low | - | 1
1473 | 9 | Jun-2026 | BCC-COM-SEC-1218 | 12.18 | FLOORS-ALL | Communication Syst | EP-COM-SEC | 161846 | 4 | No. | 40461.5 | 25 | 0 | 0 | 0 | 0 | 0 | 0 | 0 | 0 | 0 | 0 | 0 | - | - | 161846 | 0 | 0 | 0 | 0 | 0 | 0 | NOT STARTED | 0 | Low | - | 1
1474 | 10 | Jul-2026 | BCC-COM-SEC-1218 | 12.18 | FLOORS-ALL | Communication Syst | EP-COM-SEC | 161846 | 4 | No. | 40461.5 | 25 | 0 | 0 | 0 | 0 | 0 | 0 | 0 | 0 | 0 | 0 | 0 | - | - | 161846 | 0 | 0 | 0 | 0 | 0 | 0 | NOT STARTED | 0 | Low | - | 1
1475 | 11 | Aug-2026 | BCC-COM-SEC-1218 | 12.18 | FLOORS-ALL | Communication Syst | EP-COM-SEC | 161846 | 4 | No. | 40461.5 | 25 | 0 | 0 | 0 | 0 | 0 | 0 | 0 | 0 | 0 | 0 | 0 | - | - | 161846 | 0 | 0 | 0 | 0 | 0 | 0 | NOT STARTED | 0 | Low | - | 1
1476 | 12 | Sep-2026 | BCC-COM-SEC-1218 | 12.18 | FLOORS-ALL | Communication Syst | EP-COM-SEC | 161846 | 4 | No. | 40461.5 | 25 | 8 | 0.32 | 12948 | 8 | 0.32 | 0.32 | 12948 | 13330 | 13330 | -382 | 0 | 0.9713 | 1 | 166628 | -4782 | 8.24 | 707 | 650 | 679 | 11294 | GREEN | 2.95 | Low | 0.9713 | 1.0295
1477 | 1 | Oct-2025 | BCC-KIT-EQUIP-1301 | 13.01 | KITCHEN-FLOOR | Kitchen Works | EP-KIT-EQUIP | 55493 | 24 | No. | 2312.21 | 22 | 0 | 0 | 0 | 0 | 0 | 0 | 0 | 0 | 0 | 0 | 0 | - | - | 55493 | 0 | 0 | 0 | 0 | 0 | 0 | NOT STARTED | 0 | Low | - | 1
1478 | 2 | Nov-2025 | BCC-KIT-EQUIP-1301 | 13.01 | KITCHEN-FLOOR | Kitchen Works | EP-KIT-EQUIP | 55493 | 24 | No. | 2312.21 | 22 | 0 | 0 | 0 | 0 | 0 | 0 | 0 | 0 | 0 | 0 | 0 | - | - | 55493 | 0 | 0 | 0 | 0 | 0 | 0 | NOT STARTED | 0 | Low | - | 1
1479 | 3 | Dec-2025 | BCC-KIT-EQUIP-1301 | 13.01 | KITCHEN-FLOOR | Kitchen Works | EP-KIT-EQUIP | 55493 | 24 | No. | 2312.21 | 22 | 0 | 0 | 0 | 0 | 0 | 0 | 0 | 0 | 0 | 0 | 0 | - | - | 55493 | 0 | 0 | 0 | 0 | 0 | 0 | NOT STARTED | 0 | Low | - | 1
1480 | 4 | Jan-2026 | BCC-KIT-EQUIP-1301 | 13.01 | KITCHEN-FLOOR | Kitchen Works | EP-KIT-EQUIP | 55493 | 24 | No. | 2312.21 | 22 | 0 | 0 | 0 | 0 | 0 | 0 | 0 | 0 | 0 | 0 | 0 | - | - | 55493 | 0 | 0 | 0 | 0 | 0 | 0 | NOT STARTED | 0 | Low | - | 1
1481 | 5 | Feb-2026 | BCC-KIT-EQUIP-1301 | 13.01 | KITCHEN-FLOOR | Kitchen Works | EP-KIT-EQUIP | 55493 | 24 | No. | 2312.21 | 22 | 0 | 0 | 0 | 0 | 0 | 0 | 0 | 0 | 0 | 0 | 0 | - | - | 55493 | 0 | 0 | 0 | 0 | 0 | 0 | NOT STARTED | 0 | Low | - | 1
1482 | 6 | Mar-2026 | BCC-KIT-EQUIP-1301 | 13.01 | KITCHEN-FLOOR | Kitchen Works | EP-KIT-EQUIP | 55493 | 24 | No. | 2312.21 | 22 | 0 | 0 | 0 | 0 | 0 | 0 | 0 | 0 | 0 | 0 | 0 | - | - | 55493 | 0 | 0 | 0 | 0 | 0 | 0 | NOT STARTED | 0 | Low | - | 1
1483 | 7 | Apr-2026 | BCC-KIT-EQUIP-1301 | 13.01 | KITCHEN-FLOOR | Kitchen Works | EP-KIT-EQUIP | 55493 | 24 | No. | 2312.21 | 22 | 0 | 0 | 0 | 0 | 0 | 0 | 0 | 0 | 0 | 0 | 0 | - | - | 55493 | 0 | 0 | 0 | 0 | 0 | 0 | NOT STARTED | 0 | Low | - | 1
1484 | 8 | May-2026 | BCC-KIT-EQUIP-1301 | 13.01 | KITCHEN-FLOOR | Kitchen Works | EP-KIT-EQUIP | 55493 | 24 | No. | 2312.21 | 22 | 0 | 0 | 0 | 0 | 0 | 0 | 0 | 0 | 0 | 0 | 0 | - | - | 55493 | 0 | 0 | 0 | 0 | 0 | 0 | NOT STARTED | 0 | Low | - | 1
1485 | 9 | Jun-2026 | BCC-KIT-EQUIP-1301 | 13.01 | KITCHEN-FLOOR | Kitchen Works | EP-KIT-EQUIP | 55493 | 24 | No. | 2312.21 | 22 | 0 | 0 | 0 | 0 | 0 | 0 | 0 | 0 | 0 | 0 | 0 | - | - | 55493 | 0 | 0 | 0 | 0 | 0 | 0 | NOT STARTED | 0 | Low | - | 1
1486 | 10 | Jul-2026 | BCC-KIT-EQUIP-1301 | 13.01 | KITCHEN-FLOOR | Kitchen Works | EP-KIT-EQUIP | 55493 | 24 | No. | 2312.21 | 22 | 0 | 0 | 0 | 0 | 0 | 0 | 0 | 0 | 0 | 0 | 0 | - | - | 55493 | 0 | 0 | 0 | 0 | 0 | 0 | NOT STARTED | 0 | Low | - | 1
1487 | 11 | Aug-2026 | BCC-KIT-EQUIP-1301 | 13.01 | KITCHEN-FLOOR | Kitchen Works | EP-KIT-EQUIP | 55493 | 24 | No. | 2312.21 | 22 | 0 | 0 | 0 | 0 | 0 | 0 | 0 | 0 | 0 | 0 | 0 | - | - | 55493 | 0 | 0 | 0 | 0 | 0 | 0 | NOT STARTED | 0 | Low | - | 1
1488 | 12 | Sep-2026 | BCC-KIT-EQUIP-1301 | 13.01 | KITCHEN-FLOOR | Kitchen Works | EP-KIT-EQUIP | 55493 | 24 | No. | 2312.21 | 22 | 0 | 0 | 0 | 0 | 0 | 0 | 0 | 0 | 0 | 0 | 0 | - | - | 55493 | 0 | 0 | 0 | 0 | 0 | 0 | NOT STARTED | 0 | Low | - | 1
1489 | 1 | Oct-2025 | BCC-KIT-EQUIP-1302 | 13.02 | KITCHEN-FLOOR | Kitchen Works | EP-KIT-EQUIP | 99367 | 4 | No. | 24841.75 | 22 | 0 | 0 | 0 | 0 | 0 | 0 | 0 | 0 | 0 | 0 | 0 | - | - | 99367 | 0 | 0 | 0 | 0 | 0 | 0 | NOT STARTED | 0 | Low | - | 1
1490 | 2 | Nov-2025 | BCC-KIT-EQUIP-1302 | 13.02 | KITCHEN-FLOOR | Kitchen Works | EP-KIT-EQUIP | 99367 | 4 | No. | 24841.75 | 22 | 0 | 0 | 0 | 0 | 0 | 0 | 0 | 0 | 0 | 0 | 0 | - | - | 99367 | 0 | 0 | 0 | 0 | 0 | 0 | NOT STARTED | 0 | Low | - | 1
1491 | 3 | Dec-2025 | BCC-KIT-EQUIP-1302 | 13.02 | KITCHEN-FLOOR | Kitchen Works | EP-KIT-EQUIP | 99367 | 4 | No. | 24841.75 | 22 | 0 | 0 | 0 | 0 | 0 | 0 | 0 | 0 | 0 | 0 | 0 | - | - | 99367 | 0 | 0 | 0 | 0 | 0 | 0 | NOT STARTED | 0 | Low | - | 1
1492 | 4 | Jan-2026 | BCC-KIT-EQUIP-1302 | 13.02 | KITCHEN-FLOOR | Kitchen Works | EP-KIT-EQUIP | 99367 | 4 | No. | 24841.75 | 22 | 0 | 0 | 0 | 0 | 0 | 0 | 0 | 0 | 0 | 0 | 0 | - | - | 99367 | 0 | 0 | 0 | 0 | 0 | 0 | NOT STARTED | 0 | Low | - | 1
1493 | 5 | Feb-2026 | BCC-KIT-EQUIP-1302 | 13.02 | KITCHEN-FLOOR | Kitchen Works | EP-KIT-EQUIP | 99367 | 4 | No. | 24841.75 | 22 | 0 | 0 | 0 | 0 | 0 | 0 | 0 | 0 | 0 | 0 | 0 | - | - | 99367 | 0 | 0 | 0 | 0 | 0 | 0 | NOT STARTED | 0 | Low | - | 1
1494 | 6 | Mar-2026 | BCC-KIT-EQUIP-1302 | 13.02 | KITCHEN-FLOOR | Kitchen Works | EP-KIT-EQUIP | 99367 | 4 | No. | 24841.75 | 22 | 0 | 0 | 0 | 0 | 0 | 0 | 0 | 0 | 0 | 0 | 0 | - | - | 99367 | 0 | 0 | 0 | 0 | 0 | 0 | NOT STARTED | 0 | Low | - | 1
1495 | 7 | Apr-2026 | BCC-KIT-EQUIP-1302 | 13.02 | KITCHEN-FLOOR | Kitchen Works | EP-KIT-EQUIP | 99367 | 4 | No. | 24841.75 | 22 | 0 | 0 | 0 | 0 | 0 | 0 | 0 | 0 | 0 | 0 | 0 | - | - | 99367 | 0 | 0 | 0 | 0 | 0 | 0 | NOT STARTED | 0 | Low | - | 1
1496 | 8 | May-2026 | BCC-KIT-EQUIP-1302 | 13.02 | KITCHEN-FLOOR | Kitchen Works | EP-KIT-EQUIP | 99367 | 4 | No. | 24841.75 | 22 | 0 | 0 | 0 | 0 | 0 | 0 | 0 | 0 | 0 | 0 | 0 | - | - | 99367 | 0 | 0 | 0 | 0 | 0 | 0 | NOT STARTED | 0 | Low | - | 1
1497 | 9 | Jun-2026 | BCC-KIT-EQUIP-1302 | 13.02 | KITCHEN-FLOOR | Kitchen Works | EP-KIT-EQUIP | 99367 | 4 | No. | 24841.75 | 22 | 0 | 0 | 0 | 0 | 0 | 0 | 0 | 0 | 0 | 0 | 0 | - | - | 99367 | 0 | 0 | 0 | 0 | 0 | 0 | NOT STARTED | 0 | Low | - | 1
1498 | 10 | Jul-2026 | BCC-KIT-EQUIP-1302 | 13.02 | KITCHEN-FLOOR | Kitchen Works | EP-KIT-EQUIP | 99367 | 4 | No. | 24841.75 | 22 | 0 | 0 | 0 | 0 | 0 | 0 | 0 | 0 | 0 | 0 | 0 | - | - | 99367 | 0 | 0 | 0 | 0 | 0 | 0 | NOT STARTED | 0 | Low | - | 1
1499 | 11 | Aug-2026 | BCC-KIT-EQUIP-1302 | 13.02 | KITCHEN-FLOOR | Kitchen Works | EP-KIT-EQUIP | 99367 | 4 | No. | 24841.75 | 22 | 0 | 0 | 0 | 0 | 0 | 0 | 0 | 0 | 0 | 0 | 0 | - | - | 99367 | 0 | 0 | 0 | 0 | 0 | 0 | NOT STARTED | 0 | Low | - | 1
1500 | 12 | Sep-2026 | BCC-KIT-EQUIP-1302 | 13.02 | KITCHEN-FLOOR | Kitchen Works | EP-KIT-EQUIP | 99367 | 4 | No. | 24841.75 | 22 | 4 | 0.16 | 3975 | 4 | 0.16 | 0.16 | 3975 | 3865 | 3865 | 110 | 0 | 1.0285 | 1 | 96614 | 2753 | 3.89 | 402 | 197 | 190 | 3076 | GREEN | -2.75 | Low | 1.0283 | 0.9725
1501 | 1 | Oct-2025 | BCC-KIT-EQUIP-1303 | 13.03 | KITCHEN-FLOOR | Kitchen Works | EP-KIT-EQUIP | 125079 | 2 | No. | 62539.5 | 22 | 0 | 0 | 0 | 0 | 0 | 0 | 0 | 0 | 0 | 0 | 0 | - | - | 125079 | 0 | 0 | 0 | 0 | 0 | 0 | NOT STARTED | 0 | Low | - | 1
1502 | 2 | Nov-2025 | BCC-KIT-EQUIP-1303 | 13.03 | KITCHEN-FLOOR | Kitchen Works | EP-KIT-EQUIP | 125079 | 2 | No. | 62539.5 | 22 | 0.02 | 0.0004 | 2502 | 0.02 | 0.0004 | 0.0004 | 2502 | 27 | 27 | 2475 | 0 | 92.6667 | 1 | 1350 | 123729 | 0.02 | 2 | 2 | 2 | 22 | GREEN | -2.78 | Low | 1.0286 | 0.9722
1503 | 3 | Dec-2025 | BCC-KIT-EQUIP-1303 | 13.03 | KITCHEN-FLOOR | Kitchen Works | EP-KIT-EQUIP | 125079 | 2 | No. | 62539.5 | 22 | 0.07 | 0.0014 | 8756 | 0.07 | 0.0014 | 0.0014 | 8756 | 83 | 83 | 8673 | 0 | 105.494 | 1 | 1186 | 123893 | 0.07 | 8 | 4 | 4 | 68 | GREEN | -1.82 | Low | 1.0185 | 0.9818
1504 | 4 | Jan-2026 | BCC-KIT-EQUIP-1303 | 13.03 | KITCHEN-FLOOR | Kitchen Works | EP-KIT-EQUIP | 125079 | 2 | No. | 62539.5 | 22 | 0.16 | 0.0031 | 20013 | 0.16 | 0.0031 | 0.0031 | 20013 | 192 | 192 | 19821 | 0 | 104.2344 | 1 | 1200 | 123879 | 0.15 | 23 | 10 | 9 | 149 | GREEN | -1.58 | Low | 1.0161 | 0.9842
1505 | 5 | Feb-2026 | BCC-KIT-EQUIP-1303 | 13.03 | KITCHEN-FLOOR | Kitchen Works | EP-KIT-EQUIP | 125079 | 2 | No. | 62539.5 | 22 | 0.3 | 0.0061 | 37524 | 0.3 | 0.0061 | 0.0061 | 37524 | 373 | 373 | 37151 | 0 | 100.6005 | 1 | 1243 | 123836 | 0.3 | 30 | 18 | 19 | 305 | GREEN | -1.62 | Low | 1.0165 | 0.9838
1506 | 6 | Mar-2026 | BCC-KIT-EQUIP-1303 | 13.03 | KITCHEN-FLOOR | Kitchen Works | EP-KIT-EQUIP | 125079 | 2 | No. | 62539.5 | 22 | 0.5 | 0.01 | 62540 | 0.5 | 0.01 | 0.01 | 62540 | 616 | 616 | 61924 | 0 | 101.526 | 1 | 1232 | 123847 | 0.49 | 58 | 30 | 31 | 497 | GREEN | -1.48 | Low | 1.015 | 0.9852
1507 | 7 | Apr-2026 | BCC-KIT-EQUIP-1303 | 13.03 | KITCHEN-FLOOR | Kitchen Works | EP-KIT-EQUIP | 125079 | 2 | No. | 62539.5 | 22 | 0.7 | 0.0139 | 87555 | 0.7 | 0.0139 | 0.0139 | 87555 | 859 | 859 | 86696 | 0 | 101.9267 | 1 | 1227 | 123852 | 0.69 | 103 | 42 | 44 | 670 | GREEN | -1.41 | Low | 1.0143 | 0.9859
1508 | 8 | May-2026 | BCC-KIT-EQUIP-1303 | 13.03 | KITCHEN-FLOOR | Kitchen Works | EP-KIT-EQUIP | 125079 | 2 | No. | 62539.5 | 22 | 0.84 | 0.0169 | 105066 | 0.84 | 0.0169 | 0.0169 | 105066 | 1042 | 1042 | 104024 | 0 | 100.8311 | 1 | 1240 | 123839 | 0.83 | 83 | 52 | 54 | 853 | GREEN | -1.31 | Low | 1.0133 | 0.9869
1509 | 9 | Jun-2026 | BCC-KIT-EQUIP-1303 | 13.03 | KITCHEN-FLOOR | Kitchen Works | EP-KIT-EQUIP | 125079 | 2 | No. | 62539.5 | 22 | 0.93 | 0.0186 | 116323 | 0.93 | 0.0186 | 0.0186 | 116323 | 1152 | 1152 | 115171 | 0 | 100.9748 | 1 | 1239 | 123840 | 0.92 | 136 | 59 | 57 | 900 | GREEN | -1.19 | Low | 1.012 | 0.9881
1510 | 10 | Jul-2026 | BCC-KIT-EQUIP-1303 | 13.03 | KITCHEN-FLOOR | Kitchen Works | EP-KIT-EQUIP | 125079 | 2 | No. | 62539.5 | 22 | 0.98 | 0.0196 | 122577 | 0.98 | 0.0196 | 0.0196 | 122577 | 1209 | 1209 | 121368 | 0 | 101.3871 | 1 | 1234 | 123845 | 0.97 | 98 | 60 | 59 | 992 | GREEN | -1.14 | Low | 1.0115 | 0.9886
1511 | 11 | Aug-2026 | BCC-KIT-EQUIP-1303 | 13.03 | KITCHEN-FLOOR | Kitchen Works | EP-KIT-EQUIP | 125079 | 2 | No. | 62539.5 | 22 | 4 | 0.02 | 5003 | 1 | 0.02 | 0.02 | 125079 | 1226 | 1226 | 123853 | 120076 | 102.022 | 25.0008 | 1226 | 123853 | 0.98 | 147 | 60 | 61 | 958 | GREEN | -1.97 | Low | 1.0201 | 0.9803
1512 | 12 | Sep-2026 | BCC-KIT-EQUIP-1303 | 13.03 | KITCHEN-FLOOR | Kitchen Works | EP-KIT-EQUIP | 125079 | 2 | No. | 62539.5 | 22 | 4 | 0.08 | 5003 | 4 | 0.08 | 0.08 | 5003 | 4963 | 4963 | 40 | 0 | 1.0081 | 1 | 124074 | 1005 | 3.97 | 408 | 255 | 255 | 4045 | GREEN | -0.8 | Low | 1.0081 | 0.992
1513 | 1 | Oct-2025 | BCC-KIT-EQUIP-1304 | 13.04 | KITCHEN-FLOOR | Kitchen Works | EP-KIT-EQUIP | 13402 | 6 | No. | 2233.58 | 22 | 0 | 0 | 0 | 0 | 0 | 0 | 0 | 0 | 0 | 0 | 0 | - | - | 13402 | 0 | 0 | 0 | 0 | 0 | 0 | NOT STARTED | 0 | Low | - | 1
1514 | 2 | Nov-2025 | BCC-KIT-EQUIP-1304 | 13.04 | KITCHEN-FLOOR | Kitchen Works | EP-KIT-EQUIP | 13402 | 6 | No. | 2233.58 | 22 | 0 | 0 | 0 | 0 | 0 | 0 | 0 | 0 | 0 | 0 | 0 | - | - | 13402 | 0 | 0 | 0 | 0 | 0 | 0 | NOT STARTED | 0 | Low | - | 1
1515 | 3 | Dec-2025 | BCC-KIT-EQUIP-1304 | 13.04 | KITCHEN-FLOOR | Kitchen Works | EP-KIT-EQUIP | 13402 | 6 | No. | 2233.58 | 22 | 0 | 0 | 0 | 0 | 0 | 0 | 0 | 0 | 0 | 0 | 0 | - | - | 13402 | 0 | 0 | 0 | 0 | 0 | 0 | NOT STARTED | 0 | Low | - | 1
1516 | 4 | Jan-2026 | BCC-KIT-EQUIP-1304 | 13.04 | KITCHEN-FLOOR | Kitchen Works | EP-KIT-EQUIP | 13402 | 6 | No. | 2233.58 | 22 | 0 | 0 | 0 | 0 | 0 | 0 | 0 | 0 | 0 | 0 | 0 | - | - | 13402 | 0 | 0 | 0 | 0 | 0 | 0 | NOT STARTED | 0 | Low | - | 1
1517 | 5 | Feb-2026 | BCC-KIT-EQUIP-1304 | 13.04 | KITCHEN-FLOOR | Kitchen Works | EP-KIT-EQUIP | 13402 | 6 | No. | 2233.58 | 22 | 0 | 0 | 0 | 0 | 0 | 0 | 0 | 0 | 0 | 0 | 0 | - | - | 13402 | 0 | 0 | 0 | 0 | 0 | 0 | NOT STARTED | 0 | Low | - | 1
1518 | 6 | Mar-2026 | BCC-KIT-EQUIP-1304 | 13.04 | KITCHEN-FLOOR | Kitchen Works | EP-KIT-EQUIP | 13402 | 6 | No. | 2233.58 | 22 | 0 | 0 | 0 | 0 | 0 | 0 | 0 | 0 | 0 | 0 | 0 | - | - | 13402 | 0 | 0 | 0 | 0 | 0 | 0 | NOT STARTED | 0 | Low | - | 1
1519 | 7 | Apr-2026 | BCC-KIT-EQUIP-1304 | 13.04 | KITCHEN-FLOOR | Kitchen Works | EP-KIT-EQUIP | 13402 | 6 | No. | 2233.58 | 22 | 0 | 0 | 0 | 0 | 0 | 0 | 0 | 0 | 0 | 0 | 0 | - | - | 13402 | 0 | 0 | 0 | 0 | 0 | 0 | NOT STARTED | 0 | Low | - | 1
1520 | 8 | May-2026 | BCC-KIT-EQUIP-1304 | 13.04 | KITCHEN-FLOOR | Kitchen Works | EP-KIT-EQUIP | 13402 | 6 | No. | 2233.58 | 22 | 0 | 0 | 0 | 0 | 0 | 0 | 0 | 0 | 0 | 0 | 0 | - | - | 13402 | 0 | 0 | 0 | 0 | 0 | 0 | NOT STARTED | 0 | Low | - | 1
1521 | 9 | Jun-2026 | BCC-KIT-EQUIP-1304 | 13.04 | KITCHEN-FLOOR | Kitchen Works | EP-KIT-EQUIP | 13402 | 6 | No. | 2233.58 | 22 | 0 | 0 | 0 | 0 | 0 | 0 | 0 | 0 | 0 | 0 | 0 | - | - | 13402 | 0 | 0 | 0 | 0 | 0 | 0 | NOT STARTED | 0 | Low | - | 1
1522 | 10 | Jul-2026 | BCC-KIT-EQUIP-1304 | 13.04 | KITCHEN-FLOOR | Kitchen Works | EP-KIT-EQUIP | 13402 | 6 | No. | 2233.58 | 22 | 0 | 0 | 0 | 0 | 0 | 0 | 0 | 0 | 0 | 0 | 0 | - | - | 13402 | 0 | 0 | 0 | 0 | 0 | 0 | NOT STARTED | 0 | Low | - | 1
1523 | 11 | Aug-2026 | BCC-KIT-EQUIP-1304 | 13.04 | KITCHEN-FLOOR | Kitchen Works | EP-KIT-EQUIP | 13402 | 6 | No. | 2233.58 | 22 | 2 | 0 | 268 | 0 | 0 | 0 | 0 | 0 | 0 | 0 | -268 | - | - | 13402 | 0 | 0 | 0 | 0 | 0 | 0 | NOT STARTED | 0 | Low | - | 1
1524 | 12 | Sep-2026 | BCC-KIT-EQUIP-1304 | 13.04 | KITCHEN-FLOOR | Kitchen Works | EP-KIT-EQUIP | 13402 | 6 | No. | 2233.58 | 22 | 0 | 0 | 0 | 0 | 0 | 0 | 0 | 0 | 0 | 0 | 0 | - | - | 13402 | 0 | 0 | 0 | 0 | 0 | 0 | NOT STARTED | 0 | Low | - | 1
1525 | 1 | Oct-2025 | BCC-KIT-FIN-1305 | 13.05 | KITCHEN-FLOOR | Kitchen Works | EP-KIT-FIN | 147659 | 280 | m² | 527.35 | 22 | 0 | 0 | 0 | 0 | 0 | 0 | 0 | 0 | 0 | 0 | 0 | - | - | 147659 | 0 | 0 | 0 | 0 | 0 | 0 | NOT STARTED | 0 | Low | - | 1
1526 | 2 | Nov-2025 | BCC-KIT-FIN-1305 | 13.05 | KITCHEN-FLOOR | Kitchen Works | EP-KIT-FIN | 147659 | 280 | m² | 527.35 | 22 | 0 | 0 | 0 | 0 | 0 | 0 | 0 | 0 | 0 | 0 | 0 | - | - | 147659 | 0 | 0 | 0 | 0 | 0 | 0 | NOT STARTED | 0 | Low | - | 1
1527 | 3 | Dec-2025 | BCC-KIT-FIN-1305 | 13.05 | KITCHEN-FLOOR | Kitchen Works | EP-KIT-FIN | 147659 | 280 | m² | 527.35 | 22 | 0 | 0 | 0 | 0 | 0 | 0 | 0 | 0 | 0 | 0 | 0 | - | - | 147659 | 0 | 0 | 0 | 0 | 0 | 0 | NOT STARTED | 0 | Low | - | 1
1528 | 4 | Jan-2026 | BCC-KIT-FIN-1305 | 13.05 | KITCHEN-FLOOR | Kitchen Works | EP-KIT-FIN | 147659 | 280 | m² | 527.35 | 22 | 0 | 0 | 0 | 0 | 0 | 0 | 0 | 0 | 0 | 0 | 0 | - | - | 147659 | 0 | 0 | 0 | 0 | 0 | 0 | NOT STARTED | 0 | Low | - | 1
1529 | 5 | Feb-2026 | BCC-KIT-FIN-1305 | 13.05 | KITCHEN-FLOOR | Kitchen Works | EP-KIT-FIN | 147659 | 280 | m² | 527.35 | 22 | 0 | 0 | 0 | 0 | 0 | 0 | 0 | 0 | 0 | 0 | 0 | - | - | 147659 | 0 | 0 | 0 | 0 | 0 | 0 | NOT STARTED | 0 | Low | - | 1
1530 | 6 | Mar-2026 | BCC-KIT-FIN-1305 | 13.05 | KITCHEN-FLOOR | Kitchen Works | EP-KIT-FIN | 147659 | 280 | m² | 527.35 | 22 | 0 | 0 | 0 | 0 | 0 | 0 | 0 | 0 | 0 | 0 | 0 | - | - | 147659 | 0 | 0 | 0 | 0 | 0 | 0 | NOT STARTED | 0 | Low | - | 1
1531 | 7 | Apr-2026 | BCC-KIT-FIN-1305 | 13.05 | KITCHEN-FLOOR | Kitchen Works | EP-KIT-FIN | 147659 | 280 | m² | 527.35 | 22 | 0 | 0 | 0 | 0 | 0 | 0 | 0 | 0 | 0 | 0 | 0 | - | - | 147659 | 0 | 0 | 0 | 0 | 0 | 0 | NOT STARTED | 0 | Low | - | 1
1532 | 8 | May-2026 | BCC-KIT-FIN-1305 | 13.05 | KITCHEN-FLOOR | Kitchen Works | EP-KIT-FIN | 147659 | 280 | m² | 527.35 | 22 | 0 | 0 | 0 | 0 | 0 | 0 | 0 | 0 | 0 | 0 | 0 | - | - | 147659 | 0 | 0 | 0 | 0 | 0 | 0 | NOT STARTED | 0 | Low | - | 1
1533 | 9 | Jun-2026 | BCC-KIT-FIN-1305 | 13.05 | KITCHEN-FLOOR | Kitchen Works | EP-KIT-FIN | 147659 | 280 | m² | 527.35 | 22 | 0 | 0 | 0 | 0 | 0 | 0 | 0 | 0 | 0 | 0 | 0 | - | - | 147659 | 0 | 0 | 0 | 0 | 0 | 0 | NOT STARTED | 0 | Low | - | 1
1534 | 10 | Jul-2026 | BCC-KIT-FIN-1305 | 13.05 | KITCHEN-FLOOR | Kitchen Works | EP-KIT-FIN | 147659 | 280 | m² | 527.35 | 22 | 0 | 0 | 0 | 0 | 0 | 0 | 0 | 0 | 0 | 0 | 0 | - | - | 147659 | 0 | 0 | 0 | 0 | 0 | 0 | NOT STARTED | 0 | Low | - | 1
1535 | 11 | Aug-2026 | BCC-KIT-FIN-1305 | 13.05 | KITCHEN-FLOOR | Kitchen Works | EP-KIT-FIN | 147659 | 280 | m² | 527.35 | 22 | 5 | 0 | 7383 | 0 | 0 | 0 | 0 | 0 | 0 | 0 | -7383 | - | - | 147659 | 0 | 0 | 0 | 0 | 0 | 0 | NOT STARTED | 0 | Low | - | 1
1536 | 12 | Sep-2026 | BCC-KIT-FIN-1305 | 13.05 | KITCHEN-FLOOR | Kitchen Works | EP-KIT-FIN | 147659 | 280 | m² | 527.35 | 22 | 5 | 14 | 7383 | 5 | 14 | 14 | 7383 | 7285 | 7285 | 98 | 0 | 1.0135 | 1 | 145693 | 1966 | 4.93 | 809 | 360 | 355 | 5761 | GREEN | -1.33 | Low | 1.0135 | 0.9867
1537 | 1 | Oct-2025 | BCC-KIT-FIN-1306 | 13.06 | KITCHEN-FLOOR | Kitchen Works | EP-KIT-FIN | 132119 | 185 | m² | 714.16 | 22 | 0 | 0 | 0 | 0 | 0 | 0 | 0 | 0 | 0 | 0 | 0 | - | - | 132119 | 0 | 0 | 0 | 0 | 0 | 0 | NOT STARTED | 0 | Low | - | 1
1538 | 2 | Nov-2025 | BCC-KIT-FIN-1306 | 13.06 | KITCHEN-FLOOR | Kitchen Works | EP-KIT-FIN | 132119 | 185 | m² | 714.16 | 22 | 0 | 0 | 0 | 0 | 0 | 0 | 0 | 0 | 0 | 0 | 0 | - | - | 132119 | 0 | 0 | 0 | 0 | 0 | 0 | NOT STARTED | 0 | Low | - | 1
1539 | 3 | Dec-2025 | BCC-KIT-FIN-1306 | 13.06 | KITCHEN-FLOOR | Kitchen Works | EP-KIT-FIN | 132119 | 185 | m² | 714.16 | 22 | 0 | 0 | 0 | 0 | 0 | 0 | 0 | 0 | 0 | 0 | 0 | - | - | 132119 | 0 | 0 | 0 | 0 | 0 | 0 | NOT STARTED | 0 | Low | - | 1
1540 | 4 | Jan-2026 | BCC-KIT-FIN-1306 | 13.06 | KITCHEN-FLOOR | Kitchen Works | EP-KIT-FIN | 132119 | 185 | m² | 714.16 | 22 | 0 | 0 | 0 | 0 | 0 | 0 | 0 | 0 | 0 | 0 | 0 | - | - | 132119 | 0 | 0 | 0 | 0 | 0 | 0 | NOT STARTED | 0 | Low | - | 1
1541 | 5 | Feb-2026 | BCC-KIT-FIN-1306 | 13.06 | KITCHEN-FLOOR | Kitchen Works | EP-KIT-FIN | 132119 | 185 | m² | 714.16 | 22 | 0 | 0 | 0 | 0 | 0 | 0 | 0 | 0 | 0 | 0 | 0 | - | - | 132119 | 0 | 0 | 0 | 0 | 0 | 0 | NOT STARTED | 0 | Low | - | 1
1542 | 6 | Mar-2026 | BCC-KIT-FIN-1306 | 13.06 | KITCHEN-FLOOR | Kitchen Works | EP-KIT-FIN | 132119 | 185 | m² | 714.16 | 22 | 0 | 0 | 0 | 0 | 0 | 0 | 0 | 0 | 0 | 0 | 0 | - | - | 132119 | 0 | 0 | 0 | 0 | 0 | 0 | NOT STARTED | 0 | Low | - | 1
1543 | 7 | Apr-2026 | BCC-KIT-FIN-1306 | 13.06 | KITCHEN-FLOOR | Kitchen Works | EP-KIT-FIN | 132119 | 185 | m² | 714.16 | 22 | 0 | 0 | 0 | 0 | 0 | 0 | 0 | 0 | 0 | 0 | 0 | - | - | 132119 | 0 | 0 | 0 | 0 | 0 | 0 | NOT STARTED | 0 | Low | - | 1
1544 | 8 | May-2026 | BCC-KIT-FIN-1306 | 13.06 | KITCHEN-FLOOR | Kitchen Works | EP-KIT-FIN | 132119 | 185 | m² | 714.16 | 22 | 0 | 0 | 0 | 0 | 0 | 0 | 0 | 0 | 0 | 0 | 0 | - | - | 132119 | 0 | 0 | 0 | 0 | 0 | 0 | NOT STARTED | 0 | Low | - | 1
1545 | 9 | Jun-2026 | BCC-KIT-FIN-1306 | 13.06 | KITCHEN-FLOOR | Kitchen Works | EP-KIT-FIN | 132119 | 185 | m² | 714.16 | 22 | 0 | 0 | 0 | 0 | 0 | 0 | 0 | 0 | 0 | 0 | 0 | - | - | 132119 | 0 | 0 | 0 | 0 | 0 | 0 | NOT STARTED | 0 | Low | - | 1
1546 | 10 | Jul-2026 | BCC-KIT-FIN-1306 | 13.06 | KITCHEN-FLOOR | Kitchen Works | EP-KIT-FIN | 132119 | 185 | m² | 714.16 | 22 | 0 | 0 | 0 | 0 | 0 | 0 | 0 | 0 | 0 | 0 | 0 | - | - | 132119 | 0 | 0 | 0 | 0 | 0 | 0 | NOT STARTED | 0 | Low | - | 1
1547 | 11 | Aug-2026 | BCC-KIT-FIN-1306 | 13.06 | KITCHEN-FLOOR | Kitchen Works | EP-KIT-FIN | 132119 | 185 | m² | 714.16 | 22 | 0 | 0 | 0 | 0 | 0 | 0 | 0 | 0 | 0 | 0 | 0 | - | - | 132119 | 0 | 0 | 0 | 0 | 0 | 0 | NOT STARTED | 0 | Low | - | 1
1548 | 12 | Sep-2026 | BCC-KIT-FIN-1306 | 13.06 | KITCHEN-FLOOR | Kitchen Works | EP-KIT-FIN | 132119 | 185 | m² | 714.16 | 22 | 4 | 7.4 | 5285 | 4 | 7.4 | 7.4 | 5285 | 5292 | 5292 | -7 | 0 | 0.9987 | 1 | 132291 | -172 | 4.01 | 652 | 258 | 261 | 4121 | GREEN | 0.13 | Low | 0.9987 | 1.0013
1549 | 1 | Oct-2025 | BCC-KIT-EXTR-1307 | 13.07 | KITCHEN-FLOOR | Kitchen Works | EP-KIT-EXTR | 117549 | 4 | No. | 29387.25 | 22 | 0 | 0 | 0 | 0 | 0 | 0 | 0 | 0 | 0 | 0 | 0 | - | - | 117549 | 0 | 0 | 0 | 0 | 0 | 0 | NOT STARTED | 0 | Low | - | 1
1550 | 2 | Nov-2025 | BCC-KIT-EXTR-1307 | 13.07 | KITCHEN-FLOOR | Kitchen Works | EP-KIT-EXTR | 117549 | 4 | No. | 29387.25 | 22 | 0 | 0 | 0 | 0 | 0 | 0 | 0 | 0 | 0 | 0 | 0 | - | - | 117549 | 0 | 0 | 0 | 0 | 0 | 0 | NOT STARTED | 0 | Low | - | 1
1551 | 3 | Dec-2025 | BCC-KIT-EXTR-1307 | 13.07 | KITCHEN-FLOOR | Kitchen Works | EP-KIT-EXTR | 117549 | 4 | No. | 29387.25 | 22 | 0 | 0 | 0 | 0 | 0 | 0 | 0 | 0 | 0 | 0 | 0 | - | - | 117549 | 0 | 0 | 0 | 0 | 0 | 0 | NOT STARTED | 0 | Low | - | 1
1552 | 4 | Jan-2026 | BCC-KIT-EXTR-1307 | 13.07 | KITCHEN-FLOOR | Kitchen Works | EP-KIT-EXTR | 117549 | 4 | No. | 29387.25 | 22 | 0 | 0 | 0 | 0 | 0 | 0 | 0 | 0 | 0 | 0 | 0 | - | - | 117549 | 0 | 0 | 0 | 0 | 0 | 0 | NOT STARTED | 0 | Low | - | 1
1553 | 5 | Feb-2026 | BCC-KIT-EXTR-1307 | 13.07 | KITCHEN-FLOOR | Kitchen Works | EP-KIT-EXTR | 117549 | 4 | No. | 29387.25 | 22 | 0 | 0 | 0 | 0 | 0 | 0 | 0 | 0 | 0 | 0 | 0 | - | - | 117549 | 0 | 0 | 0 | 0 | 0 | 0 | NOT STARTED | 0 | Low | - | 1
1554 | 6 | Mar-2026 | BCC-KIT-EXTR-1307 | 13.07 | KITCHEN-FLOOR | Kitchen Works | EP-KIT-EXTR | 117549 | 4 | No. | 29387.25 | 22 | 0 | 0 | 0 | 0 | 0 | 0 | 0 | 0 | 0 | 0 | 0 | - | - | 117549 | 0 | 0 | 0 | 0 | 0 | 0 | NOT STARTED | 0 | Low | - | 1
1555 | 7 | Apr-2026 | BCC-KIT-EXTR-1307 | 13.07 | KITCHEN-FLOOR | Kitchen Works | EP-KIT-EXTR | 117549 | 4 | No. | 29387.25 | 22 | 0 | 0 | 0 | 0 | 0 | 0 | 0 | 0 | 0 | 0 | 0 | - | - | 117549 | 0 | 0 | 0 | 0 | 0 | 0 | NOT STARTED | 0 | Low | - | 1
1556 | 8 | May-2026 | BCC-KIT-EXTR-1307 | 13.07 | KITCHEN-FLOOR | Kitchen Works | EP-KIT-EXTR | 117549 | 4 | No. | 29387.25 | 22 | 0 | 0 | 0 | 0 | 0 | 0 | 0 | 0 | 0 | 0 | 0 | - | - | 117549 | 0 | 0 | 0 | 0 | 0 | 0 | NOT STARTED | 0 | Low | - | 1
1557 | 9 | Jun-2026 | BCC-KIT-EXTR-1307 | 13.07 | KITCHEN-FLOOR | Kitchen Works | EP-KIT-EXTR | 117549 | 4 | No. | 29387.25 | 22 | 0 | 0 | 0 | 0 | 0 | 0 | 0 | 0 | 0 | 0 | 0 | - | - | 117549 | 0 | 0 | 0 | 0 | 0 | 0 | NOT STARTED | 0 | Low | - | 1
1558 | 10 | Jul-2026 | BCC-KIT-EXTR-1307 | 13.07 | KITCHEN-FLOOR | Kitchen Works | EP-KIT-EXTR | 117549 | 4 | No. | 29387.25 | 22 | 0 | 0 | 0 | 0 | 0 | 0 | 0 | 0 | 0 | 0 | 0 | - | - | 117549 | 0 | 0 | 0 | 0 | 0 | 0 | NOT STARTED | 0 | Low | - | 1
1559 | 11 | Aug-2026 | BCC-KIT-EXTR-1307 | 13.07 | KITCHEN-FLOOR | Kitchen Works | EP-KIT-EXTR | 117549 | 4 | No. | 29387.25 | 22 | 0 | 0 | 0 | 0 | 0 | 0 | 0 | 0 | 0 | 0 | 0 | - | - | 117549 | 0 | 0 | 0 | 0 | 0 | 0 | NOT STARTED | 0 | Low | - | 1
1560 | 12 | Sep-2026 | BCC-KIT-EXTR-1307 | 13.07 | KITCHEN-FLOOR | Kitchen Works | EP-KIT-EXTR | 117549 | 4 | No. | 29387.25 | 22 | 0 | 0 | 0 | 0 | 0 | 0 | 0 | 0 | 0 | 0 | 0 | - | - | 117549 | 0 | 0 | 0 | 0 | 0 | 0 | NOT STARTED | 0 | Low | - | 1
1561 | 1 | Oct-2025 | BCC-KIT-EXTR-1308 | 13.08 | KITCHEN-FLOOR | Kitchen Works | EP-KIT-EXTR | 83770 | 120 | m | 698.09 | 22 | 0 | 0 | 0 | 0 | 0 | 0 | 0 | 0 | 0 | 0 | 0 | - | - | 83770 | 0 | 0 | 0 | 0 | 0 | 0 | NOT STARTED | 0 | Low | - | 1
1562 | 2 | Nov-2025 | BCC-KIT-EXTR-1308 | 13.08 | KITCHEN-FLOOR | Kitchen Works | EP-KIT-EXTR | 83770 | 120 | m | 698.09 | 22 | 0 | 0 | 0 | 0 | 0 | 0 | 0 | 0 | 0 | 0 | 0 | - | - | 83770 | 0 | 0 | 0 | 0 | 0 | 0 | NOT STARTED | 0 | Low | - | 1
1563 | 3 | Dec-2025 | BCC-KIT-EXTR-1308 | 13.08 | KITCHEN-FLOOR | Kitchen Works | EP-KIT-EXTR | 83770 | 120 | m | 698.09 | 22 | 0 | 0 | 0 | 0 | 0 | 0 | 0 | 0 | 0 | 0 | 0 | - | - | 83770 | 0 | 0 | 0 | 0 | 0 | 0 | NOT STARTED | 0 | Low | - | 1
1564 | 4 | Jan-2026 | BCC-KIT-EXTR-1308 | 13.08 | KITCHEN-FLOOR | Kitchen Works | EP-KIT-EXTR | 83770 | 120 | m | 698.09 | 22 | 0 | 0 | 0 | 0 | 0 | 0 | 0 | 0 | 0 | 0 | 0 | - | - | 83770 | 0 | 0 | 0 | 0 | 0 | 0 | NOT STARTED | 0 | Low | - | 1
1565 | 5 | Feb-2026 | BCC-KIT-EXTR-1308 | 13.08 | KITCHEN-FLOOR | Kitchen Works | EP-KIT-EXTR | 83770 | 120 | m | 698.09 | 22 | 0 | 0 | 0 | 0 | 0 | 0 | 0 | 0 | 0 | 0 | 0 | - | - | 83770 | 0 | 0 | 0 | 0 | 0 | 0 | NOT STARTED | 0 | Low | - | 1
1566 | 6 | Mar-2026 | BCC-KIT-EXTR-1308 | 13.08 | KITCHEN-FLOOR | Kitchen Works | EP-KIT-EXTR | 83770 | 120 | m | 698.09 | 22 | 0 | 0 | 0 | 0 | 0 | 0 | 0 | 0 | 0 | 0 | 0 | - | - | 83770 | 0 | 0 | 0 | 0 | 0 | 0 | NOT STARTED | 0 | Low | - | 1
1567 | 7 | Apr-2026 | BCC-KIT-EXTR-1308 | 13.08 | KITCHEN-FLOOR | Kitchen Works | EP-KIT-EXTR | 83770 | 120 | m | 698.09 | 22 | 0 | 0 | 0 | 0 | 0 | 0 | 0 | 0 | 0 | 0 | 0 | - | - | 83770 | 0 | 0 | 0 | 0 | 0 | 0 | NOT STARTED | 0 | Low | - | 1
1568 | 8 | May-2026 | BCC-KIT-EXTR-1308 | 13.08 | KITCHEN-FLOOR | Kitchen Works | EP-KIT-EXTR | 83770 | 120 | m | 698.09 | 22 | 0 | 0 | 0 | 0 | 0 | 0 | 0 | 0 | 0 | 0 | 0 | - | - | 83770 | 0 | 0 | 0 | 0 | 0 | 0 | NOT STARTED | 0 | Low | - | 1
1569 | 9 | Jun-2026 | BCC-KIT-EXTR-1308 | 13.08 | KITCHEN-FLOOR | Kitchen Works | EP-KIT-EXTR | 83770 | 120 | m | 698.09 | 22 | 0 | 0 | 0 | 0 | 0 | 0 | 0 | 0 | 0 | 0 | 0 | - | - | 83770 | 0 | 0 | 0 | 0 | 0 | 0 | NOT STARTED | 0 | Low | - | 1
1570 | 10 | Jul-2026 | BCC-KIT-EXTR-1308 | 13.08 | KITCHEN-FLOOR | Kitchen Works | EP-KIT-EXTR | 83770 | 120 | m | 698.09 | 22 | 0 | 0 | 0 | 0 | 0 | 0 | 0 | 0 | 0 | 0 | 0 | - | - | 83770 | 0 | 0 | 0 | 0 | 0 | 0 | NOT STARTED | 0 | Low | - | 1
1571 | 11 | Aug-2026 | BCC-KIT-EXTR-1308 | 13.08 | KITCHEN-FLOOR | Kitchen Works | EP-KIT-EXTR | 83770 | 120 | m | 698.09 | 22 | 0 | 0 | 0 | 0 | 0 | 0 | 0 | 0 | 0 | 0 | 0 | - | - | 83770 | 0 | 0 | 0 | 0 | 0 | 0 | NOT STARTED | 0 | Low | - | 1
1572 | 12 | Sep-2026 | BCC-KIT-EXTR-1308 | 13.08 | KITCHEN-FLOOR | Kitchen Works | EP-KIT-EXTR | 83770 | 120 | m | 698.09 | 22 | 2 | 2.4 | 1675 | 2 | 2.4 | 2.4 | 1675 | 1626 | 1626 | 49 | 0 | 1.0301 | 1 | 81322 | 2448 | 1.94 | 150 | 83 | 80 | 1313 | GREEN | -2.94 | Low | 1.0303 | 0.9706
1573 | 1 | Oct-2025 | BCC-BTH-SAN-1401 | 14.01 | FLOORS-ALL | Bathroom Works | EP-BTH-SAN | 92421 | 48 | No. | 1925.44 | 20 | 0 | 0 | 0 | 0 | 0 | 0 | 0 | 0 | 0 | 0 | 0 | - | - | 92421 | 0 | 0 | 0 | 0 | 0 | 0 | NOT STARTED | 0 | Low | - | 1
1574 | 2 | Nov-2025 | BCC-BTH-SAN-1401 | 14.01 | FLOORS-ALL | Bathroom Works | EP-BTH-SAN | 92421 | 48 | No. | 1925.44 | 20 | 0 | 0 | 0 | 0 | 0 | 0 | 0 | 0 | 0 | 0 | 0 | - | - | 92421 | 0 | 0 | 0 | 0 | 0 | 0 | NOT STARTED | 0 | Low | - | 1
1575 | 3 | Dec-2025 | BCC-BTH-SAN-1401 | 14.01 | FLOORS-ALL | Bathroom Works | EP-BTH-SAN | 92421 | 48 | No. | 1925.44 | 20 | 0 | 0 | 0 | 0 | 0 | 0 | 0 | 0 | 0 | 0 | 0 | - | - | 92421 | 0 | 0 | 0 | 0 | 0 | 0 | NOT STARTED | 0 | Low | - | 1
1576 | 4 | Jan-2026 | BCC-BTH-SAN-1401 | 14.01 | FLOORS-ALL | Bathroom Works | EP-BTH-SAN | 92421 | 48 | No. | 1925.44 | 20 | 0 | 0 | 0 | 0 | 0 | 0 | 0 | 0 | 0 | 0 | 0 | - | - | 92421 | 0 | 0 | 0 | 0 | 0 | 0 | NOT STARTED | 0 | Low | - | 1
1577 | 5 | Feb-2026 | BCC-BTH-SAN-1401 | 14.01 | FLOORS-ALL | Bathroom Works | EP-BTH-SAN | 92421 | 48 | No. | 1925.44 | 20 | 0 | 0 | 0 | 0 | 0 | 0 | 0 | 0 | 0 | 0 | 0 | - | - | 92421 | 0 | 0 | 0 | 0 | 0 | 0 | NOT STARTED | 0 | Low | - | 1
1578 | 6 | Mar-2026 | BCC-BTH-SAN-1401 | 14.01 | FLOORS-ALL | Bathroom Works | EP-BTH-SAN | 92421 | 48 | No. | 1925.44 | 20 | 0 | 0 | 0 | 0 | 0 | 0 | 0 | 0 | 0 | 0 | 0 | - | - | 92421 | 0 | 0 | 0 | 0 | 0 | 0 | NOT STARTED | 0 | Low | - | 1
1579 | 7 | Apr-2026 | BCC-BTH-SAN-1401 | 14.01 | FLOORS-ALL | Bathroom Works | EP-BTH-SAN | 92421 | 48 | No. | 1925.44 | 20 | 0 | 0 | 0 | 0 | 0 | 0 | 0 | 0 | 0 | 0 | 0 | - | - | 92421 | 0 | 0 | 0 | 0 | 0 | 0 | NOT STARTED | 0 | Low | - | 1
1580 | 8 | May-2026 | BCC-BTH-SAN-1401 | 14.01 | FLOORS-ALL | Bathroom Works | EP-BTH-SAN | 92421 | 48 | No. | 1925.44 | 20 | 0 | 0 | 0 | 0 | 0 | 0 | 0 | 0 | 0 | 0 | 0 | - | - | 92421 | 0 | 0 | 0 | 0 | 0 | 0 | NOT STARTED | 0 | Low | - | 1
1581 | 9 | Jun-2026 | BCC-BTH-SAN-1401 | 14.01 | FLOORS-ALL | Bathroom Works | EP-BTH-SAN | 92421 | 48 | No. | 1925.44 | 20 | 0 | 0 | 0 | 0 | 0 | 0 | 0 | 0 | 0 | 0 | 0 | - | - | 92421 | 0 | 0 | 0 | 0 | 0 | 0 | NOT STARTED | 0 | Low | - | 1
1582 | 10 | Jul-2026 | BCC-BTH-SAN-1401 | 14.01 | FLOORS-ALL | Bathroom Works | EP-BTH-SAN | 92421 | 48 | No. | 1925.44 | 20 | 0 | 0 | 0 | 0 | 0 | 0 | 0 | 0 | 0 | 0 | 0 | - | - | 92421 | 0 | 0 | 0 | 0 | 0 | 0 | NOT STARTED | 0 | Low | - | 1
1583 | 11 | Aug-2026 | BCC-BTH-SAN-1401 | 14.01 | FLOORS-ALL | Bathroom Works | EP-BTH-SAN | 92421 | 48 | No. | 1925.44 | 20 | 0 | 0 | 0 | 0 | 0 | 0 | 0 | 0 | 0 | 0 | 0 | - | - | 92421 | 0 | 0 | 0 | 0 | 0 | 0 | NOT STARTED | 0 | Low | - | 1
1584 | 12 | Sep-2026 | BCC-BTH-SAN-1401 | 14.01 | FLOORS-ALL | Bathroom Works | EP-BTH-SAN | 92421 | 48 | No. | 1925.44 | 20 | 8 | 3.84 | 7394 | 8 | 3.84 | 3.84 | 7394 | 7702 | 7702 | -308 | 0 | 0.96 | 1 | 96272 | -3851 | 8.33 | 1457 | 5061 | 1183 | 0 | GREEN | 4.17 | Low | 0.96 | 1.0417
1585 | 1 | Oct-2025 | BCC-BTH-SAN-1402 | 14.02 | FLOORS-ALL | Bathroom Works | EP-BTH-SAN | 86022 | 48 | No. | 1792.12 | 20 | 0 | 0 | 0 | 0 | 0 | 0 | 0 | 0 | 0 | 0 | 0 | - | - | 86022 | 0 | 0 | 0 | 0 | 0 | 0 | NOT STARTED | 0 | Low | - | 1
1586 | 2 | Nov-2025 | BCC-BTH-SAN-1402 | 14.02 | FLOORS-ALL | Bathroom Works | EP-BTH-SAN | 86022 | 48 | No. | 1792.12 | 20 | 0 | 0 | 0 | 0 | 0 | 0 | 0 | 0 | 0 | 0 | 0 | - | - | 86022 | 0 | 0 | 0 | 0 | 0 | 0 | NOT STARTED | 0 | Low | - | 1
1587 | 3 | Dec-2025 | BCC-BTH-SAN-1402 | 14.02 | FLOORS-ALL | Bathroom Works | EP-BTH-SAN | 86022 | 48 | No. | 1792.12 | 20 | 0 | 0 | 0 | 0 | 0 | 0 | 0 | 0 | 0 | 0 | 0 | - | - | 86022 | 0 | 0 | 0 | 0 | 0 | 0 | NOT STARTED | 0 | Low | - | 1
1588 | 4 | Jan-2026 | BCC-BTH-SAN-1402 | 14.02 | FLOORS-ALL | Bathroom Works | EP-BTH-SAN | 86022 | 48 | No. | 1792.12 | 20 | 0 | 0 | 0 | 0 | 0 | 0 | 0 | 0 | 0 | 0 | 0 | - | - | 86022 | 0 | 0 | 0 | 0 | 0 | 0 | NOT STARTED | 0 | Low | - | 1
1589 | 5 | Feb-2026 | BCC-BTH-SAN-1402 | 14.02 | FLOORS-ALL | Bathroom Works | EP-BTH-SAN | 86022 | 48 | No. | 1792.12 | 20 | 0 | 0 | 0 | 0 | 0 | 0 | 0 | 0 | 0 | 0 | 0 | - | - | 86022 | 0 | 0 | 0 | 0 | 0 | 0 | NOT STARTED | 0 | Low | - | 1
1590 | 6 | Mar-2026 | BCC-BTH-SAN-1402 | 14.02 | FLOORS-ALL | Bathroom Works | EP-BTH-SAN | 86022 | 48 | No. | 1792.12 | 20 | 0 | 0 | 0 | 0 | 0 | 0 | 0 | 0 | 0 | 0 | 0 | - | - | 86022 | 0 | 0 | 0 | 0 | 0 | 0 | NOT STARTED | 0 | Low | - | 1
1591 | 7 | Apr-2026 | BCC-BTH-SAN-1402 | 14.02 | FLOORS-ALL | Bathroom Works | EP-BTH-SAN | 86022 | 48 | No. | 1792.12 | 20 | 0 | 0 | 0 | 0 | 0 | 0 | 0 | 0 | 0 | 0 | 0 | - | - | 86022 | 0 | 0 | 0 | 0 | 0 | 0 | NOT STARTED | 0 | Low | - | 1
1592 | 8 | May-2026 | BCC-BTH-SAN-1402 | 14.02 | FLOORS-ALL | Bathroom Works | EP-BTH-SAN | 86022 | 48 | No. | 1792.12 | 20 | 0 | 0 | 0 | 0 | 0 | 0 | 0 | 0 | 0 | 0 | 0 | - | - | 86022 | 0 | 0 | 0 | 0 | 0 | 0 | NOT STARTED | 0 | Low | - | 1
1593 | 9 | Jun-2026 | BCC-BTH-SAN-1402 | 14.02 | FLOORS-ALL | Bathroom Works | EP-BTH-SAN | 86022 | 48 | No. | 1792.12 | 20 | 0 | 0 | 0 | 0 | 0 | 0 | 0 | 0 | 0 | 0 | 0 | - | - | 86022 | 0 | 0 | 0 | 0 | 0 | 0 | NOT STARTED | 0 | Low | - | 1
1594 | 10 | Jul-2026 | BCC-BTH-SAN-1402 | 14.02 | FLOORS-ALL | Bathroom Works | EP-BTH-SAN | 86022 | 48 | No. | 1792.12 | 20 | 0 | 0 | 0 | 0 | 0 | 0 | 0 | 0 | 0 | 0 | 0 | - | - | 86022 | 0 | 0 | 0 | 0 | 0 | 0 | NOT STARTED | 0 | Low | - | 1
1595 | 11 | Aug-2026 | BCC-BTH-SAN-1402 | 14.02 | FLOORS-ALL | Bathroom Works | EP-BTH-SAN | 86022 | 48 | No. | 1792.12 | 20 | 0 | 0 | 0 | 0 | 0 | 0 | 0 | 0 | 0 | 0 | 0 | - | - | 86022 | 0 | 0 | 0 | 0 | 0 | 0 | NOT STARTED | 0 | Low | - | 1
1596 | 12 | Sep-2026 | BCC-BTH-SAN-1402 | 14.02 | FLOORS-ALL | Bathroom Works | EP-BTH-SAN | 86022 | 48 | No. | 1792.12 | 20 | 0 | 0 | 0 | 0 | 0 | 0 | 0 | 0 | 0 | 0 | 0 | - | - | 86022 | 0 | 0 | 0 | 0 | 0 | 0 | NOT STARTED | 0 | Low | - | 1
1597 | 1 | Oct-2025 | BCC-BTH-SAN-1403 | 14.03 | FLOORS-ALL | Bathroom Works | EP-BTH-SAN | 60552 | 12 | No. | 5046 | 20 | 0 | 0 | 0 | 0 | 0 | 0 | 0 | 0 | 0 | 0 | 0 | - | - | 60552 | 0 | 0 | 0 | 0 | 0 | 0 | NOT STARTED | 0 | Low | - | 1
1598 | 2 | Nov-2025 | BCC-BTH-SAN-1403 | 14.03 | FLOORS-ALL | Bathroom Works | EP-BTH-SAN | 60552 | 12 | No. | 5046 | 20 | 0 | 0 | 0 | 0 | 0 | 0 | 0 | 0 | 0 | 0 | 0 | - | - | 60552 | 0 | 0 | 0 | 0 | 0 | 0 | NOT STARTED | 0 | Low | - | 1
1599 | 3 | Dec-2025 | BCC-BTH-SAN-1403 | 14.03 | FLOORS-ALL | Bathroom Works | EP-BTH-SAN | 60552 | 12 | No. | 5046 | 20 | 0 | 0 | 0 | 0 | 0 | 0 | 0 | 0 | 0 | 0 | 0 | - | - | 60552 | 0 | 0 | 0 | 0 | 0 | 0 | NOT STARTED | 0 | Low | - | 1
1600 | 4 | Jan-2026 | BCC-BTH-SAN-1403 | 14.03 | FLOORS-ALL | Bathroom Works | EP-BTH-SAN | 60552 | 12 | No. | 5046 | 20 | 0 | 0 | 0 | 0 | 0 | 0 | 0 | 0 | 0 | 0 | 0 | - | - | 60552 | 0 | 0 | 0 | 0 | 0 | 0 | NOT STARTED | 0 | Low | - | 1
1601 | 5 | Feb-2026 | BCC-BTH-SAN-1403 | 14.03 | FLOORS-ALL | Bathroom Works | EP-BTH-SAN | 60552 | 12 | No. | 5046 | 20 | 0 | 0 | 0 | 0 | 0 | 0 | 0 | 0 | 0 | 0 | 0 | - | - | 60552 | 0 | 0 | 0 | 0 | 0 | 0 | NOT STARTED | 0 | Low | - | 1
1602 | 6 | Mar-2026 | BCC-BTH-SAN-1403 | 14.03 | FLOORS-ALL | Bathroom Works | EP-BTH-SAN | 60552 | 12 | No. | 5046 | 20 | 0 | 0 | 0 | 0 | 0 | 0 | 0 | 0 | 0 | 0 | 0 | - | - | 60552 | 0 | 0 | 0 | 0 | 0 | 0 | NOT STARTED | 0 | Low | - | 1
1603 | 7 | Apr-2026 | BCC-BTH-SAN-1403 | 14.03 | FLOORS-ALL | Bathroom Works | EP-BTH-SAN | 60552 | 12 | No. | 5046 | 20 | 0 | 0 | 0 | 0 | 0 | 0 | 0 | 0 | 0 | 0 | 0 | - | - | 60552 | 0 | 0 | 0 | 0 | 0 | 0 | NOT STARTED | 0 | Low | - | 1
1604 | 8 | May-2026 | BCC-BTH-SAN-1403 | 14.03 | FLOORS-ALL | Bathroom Works | EP-BTH-SAN | 60552 | 12 | No. | 5046 | 20 | 0 | 0 | 0 | 0 | 0 | 0 | 0 | 0 | 0 | 0 | 0 | - | - | 60552 | 0 | 0 | 0 | 0 | 0 | 0 | NOT STARTED | 0 | Low | - | 1
1605 | 9 | Jun-2026 | BCC-BTH-SAN-1403 | 14.03 | FLOORS-ALL | Bathroom Works | EP-BTH-SAN | 60552 | 12 | No. | 5046 | 20 | 0 | 0 | 0 | 0 | 0 | 0 | 0 | 0 | 0 | 0 | 0 | - | - | 60552 | 0 | 0 | 0 | 0 | 0 | 0 | NOT STARTED | 0 | Low | - | 1
1606 | 10 | Jul-2026 | BCC-BTH-SAN-1403 | 14.03 | FLOORS-ALL | Bathroom Works | EP-BTH-SAN | 60552 | 12 | No. | 5046 | 20 | 0 | 0 | 0 | 0 | 0 | 0 | 0 | 0 | 0 | 0 | 0 | - | - | 60552 | 0 | 0 | 0 | 0 | 0 | 0 | NOT STARTED | 0 | Low | - | 1
1607 | 11 | Aug-2026 | BCC-BTH-SAN-1403 | 14.03 | FLOORS-ALL | Bathroom Works | EP-BTH-SAN | 60552 | 12 | No. | 5046 | 20 | 0 | 0 | 0 | 0 | 0 | 0 | 0 | 0 | 0 | 0 | 0 | - | - | 60552 | 0 | 0 | 0 | 0 | 0 | 0 | NOT STARTED | 0 | Low | - | 1
1608 | 12 | Sep-2026 | BCC-BTH-SAN-1403 | 14.03 | FLOORS-ALL | Bathroom Works | EP-BTH-SAN | 60552 | 12 | No. | 5046 | 20 | 3 | 0.36 | 1817 | 3 | 0.36 | 0.36 | 1817 | 1892 | 1892 | -75 | 0 | 0.9604 | 1 | 63049 | -2497 | 3.12 | 364 | 1253 | 276 | 0 | GREEN | 4.17 | Low | 0.96 | 1.0417
1609 | 1 | Oct-2025 | BCC-BTH-SAN-1404 | 14.04 | FLOORS-ALL | Bathroom Works | EP-BTH-SAN | 124256 | 36 | No. | 3451.56 | 20 | 0 | 0 | 0 | 0 | 0 | 0 | 0 | 0 | 0 | 0 | 0 | - | - | 124256 | 0 | 0 | 0 | 0 | 0 | 0 | NOT STARTED | 0 | Low | - | 1
1610 | 2 | Nov-2025 | BCC-BTH-SAN-1404 | 14.04 | FLOORS-ALL | Bathroom Works | EP-BTH-SAN | 124256 | 36 | No. | 3451.56 | 20 | 0 | 0 | 0 | 0 | 0 | 0 | 0 | 0 | 0 | 0 | 0 | - | - | 124256 | 0 | 0 | 0 | 0 | 0 | 0 | NOT STARTED | 0 | Low | - | 1
1611 | 3 | Dec-2025 | BCC-BTH-SAN-1404 | 14.04 | FLOORS-ALL | Bathroom Works | EP-BTH-SAN | 124256 | 36 | No. | 3451.56 | 20 | 0 | 0 | 0 | 0 | 0 | 0 | 0 | 0 | 0 | 0 | 0 | - | - | 124256 | 0 | 0 | 0 | 0 | 0 | 0 | NOT STARTED | 0 | Low | - | 1
1612 | 4 | Jan-2026 | BCC-BTH-SAN-1404 | 14.04 | FLOORS-ALL | Bathroom Works | EP-BTH-SAN | 124256 | 36 | No. | 3451.56 | 20 | 0 | 0 | 0 | 0 | 0 | 0 | 0 | 0 | 0 | 0 | 0 | - | - | 124256 | 0 | 0 | 0 | 0 | 0 | 0 | NOT STARTED | 0 | Low | - | 1
1613 | 5 | Feb-2026 | BCC-BTH-SAN-1404 | 14.04 | FLOORS-ALL | Bathroom Works | EP-BTH-SAN | 124256 | 36 | No. | 3451.56 | 20 | 0 | 0 | 0 | 0 | 0 | 0 | 0 | 0 | 0 | 0 | 0 | - | - | 124256 | 0 | 0 | 0 | 0 | 0 | 0 | NOT STARTED | 0 | Low | - | 1
1614 | 6 | Mar-2026 | BCC-BTH-SAN-1404 | 14.04 | FLOORS-ALL | Bathroom Works | EP-BTH-SAN | 124256 | 36 | No. | 3451.56 | 20 | 0 | 0 | 0 | 0 | 0 | 0 | 0 | 0 | 0 | 0 | 0 | - | - | 124256 | 0 | 0 | 0 | 0 | 0 | 0 | NOT STARTED | 0 | Low | - | 1
1615 | 7 | Apr-2026 | BCC-BTH-SAN-1404 | 14.04 | FLOORS-ALL | Bathroom Works | EP-BTH-SAN | 124256 | 36 | No. | 3451.56 | 20 | 0 | 0 | 0 | 0 | 0 | 0 | 0 | 0 | 0 | 0 | 0 | - | - | 124256 | 0 | 0 | 0 | 0 | 0 | 0 | NOT STARTED | 0 | Low | - | 1
1616 | 8 | May-2026 | BCC-BTH-SAN-1404 | 14.04 | FLOORS-ALL | Bathroom Works | EP-BTH-SAN | 124256 | 36 | No. | 3451.56 | 20 | 0 | 0 | 0 | 0 | 0 | 0 | 0 | 0 | 0 | 0 | 0 | - | - | 124256 | 0 | 0 | 0 | 0 | 0 | 0 | NOT STARTED | 0 | Low | - | 1
1617 | 9 | Jun-2026 | BCC-BTH-SAN-1404 | 14.04 | FLOORS-ALL | Bathroom Works | EP-BTH-SAN | 124256 | 36 | No. | 3451.56 | 20 | 0 | 0 | 0 | 0 | 0 | 0 | 0 | 0 | 0 | 0 | 0 | - | - | 124256 | 0 | 0 | 0 | 0 | 0 | 0 | NOT STARTED | 0 | Low | - | 1
1618 | 10 | Jul-2026 | BCC-BTH-SAN-1404 | 14.04 | FLOORS-ALL | Bathroom Works | EP-BTH-SAN | 124256 | 36 | No. | 3451.56 | 20 | 0 | 0 | 0 | 0 | 0 | 0 | 0 | 0 | 0 | 0 | 0 | - | - | 124256 | 0 | 0 | 0 | 0 | 0 | 0 | NOT STARTED | 0 | Low | - | 1
1619 | 11 | Aug-2026 | BCC-BTH-SAN-1404 | 14.04 | FLOORS-ALL | Bathroom Works | EP-BTH-SAN | 124256 | 36 | No. | 3451.56 | 20 | 7 | 0 | 8698 | 0 | 0 | 0 | 0 | 0 | 0 | 0 | -8698 | - | - | 124256 | 0 | 0 | 0 | 0 | 0 | 0 | NOT STARTED | 0 | Low | - | 1
1620 | 12 | Sep-2026 | BCC-BTH-SAN-1404 | 14.04 | FLOORS-ALL | Bathroom Works | EP-BTH-SAN | 124256 | 36 | No. | 3451.56 | 20 | 0 | 0 | 0 | 0 | 0 | 0 | 0 | 0 | 0 | 0 | 0 | - | - | 124256 | 0 | 0 | 0 | 0 | 0 | 0 | NOT STARTED | 0 | Low | - | 1
1621 | 1 | Oct-2025 | BCC-BTH-ACC-1405 | 14.05 | FLOORS-ALL | Bathroom Works | EP-BTH-ACC | 54605 | 48 | set | 1137.61 | 20 | 0 | 0 | 0 | 0 | 0 | 0 | 0 | 0 | 0 | 0 | 0 | - | - | 54605 | 0 | 0 | 0 | 0 | 0 | 0 | NOT STARTED | 0 | Low | - | 1
1622 | 2 | Nov-2025 | BCC-BTH-ACC-1405 | 14.05 | FLOORS-ALL | Bathroom Works | EP-BTH-ACC | 54605 | 48 | set | 1137.61 | 20 | 0 | 0 | 0 | 0 | 0 | 0 | 0 | 0 | 0 | 0 | 0 | - | - | 54605 | 0 | 0 | 0 | 0 | 0 | 0 | NOT STARTED | 0 | Low | - | 1
1623 | 3 | Dec-2025 | BCC-BTH-ACC-1405 | 14.05 | FLOORS-ALL | Bathroom Works | EP-BTH-ACC | 54605 | 48 | set | 1137.61 | 20 | 0 | 0 | 0 | 0 | 0 | 0 | 0 | 0 | 0 | 0 | 0 | - | - | 54605 | 0 | 0 | 0 | 0 | 0 | 0 | NOT STARTED | 0 | Low | - | 1
1624 | 4 | Jan-2026 | BCC-BTH-ACC-1405 | 14.05 | FLOORS-ALL | Bathroom Works | EP-BTH-ACC | 54605 | 48 | set | 1137.61 | 20 | 0 | 0 | 0 | 0 | 0 | 0 | 0 | 0 | 0 | 0 | 0 | - | - | 54605 | 0 | 0 | 0 | 0 | 0 | 0 | NOT STARTED | 0 | Low | - | 1
1625 | 5 | Feb-2026 | BCC-BTH-ACC-1405 | 14.05 | FLOORS-ALL | Bathroom Works | EP-BTH-ACC | 54605 | 48 | set | 1137.61 | 20 | 0 | 0 | 0 | 0 | 0 | 0 | 0 | 0 | 0 | 0 | 0 | - | - | 54605 | 0 | 0 | 0 | 0 | 0 | 0 | NOT STARTED | 0 | Low | - | 1
1626 | 6 | Mar-2026 | BCC-BTH-ACC-1405 | 14.05 | FLOORS-ALL | Bathroom Works | EP-BTH-ACC | 54605 | 48 | set | 1137.61 | 20 | 0 | 0 | 0 | 0 | 0 | 0 | 0 | 0 | 0 | 0 | 0 | - | - | 54605 | 0 | 0 | 0 | 0 | 0 | 0 | NOT STARTED | 0 | Low | - | 1
1627 | 7 | Apr-2026 | BCC-BTH-ACC-1405 | 14.05 | FLOORS-ALL | Bathroom Works | EP-BTH-ACC | 54605 | 48 | set | 1137.61 | 20 | 0 | 0 | 0 | 0 | 0 | 0 | 0 | 0 | 0 | 0 | 0 | - | - | 54605 | 0 | 0 | 0 | 0 | 0 | 0 | NOT STARTED | 0 | Low | - | 1
1628 | 8 | May-2026 | BCC-BTH-ACC-1405 | 14.05 | FLOORS-ALL | Bathroom Works | EP-BTH-ACC | 54605 | 48 | set | 1137.61 | 20 | 0 | 0 | 0 | 0 | 0 | 0 | 0 | 0 | 0 | 0 | 0 | - | - | 54605 | 0 | 0 | 0 | 0 | 0 | 0 | NOT STARTED | 0 | Low | - | 1
1629 | 9 | Jun-2026 | BCC-BTH-ACC-1405 | 14.05 | FLOORS-ALL | Bathroom Works | EP-BTH-ACC | 54605 | 48 | set | 1137.61 | 20 | 0 | 0 | 0 | 0 | 0 | 0 | 0 | 0 | 0 | 0 | 0 | - | - | 54605 | 0 | 0 | 0 | 0 | 0 | 0 | NOT STARTED | 0 | Low | - | 1
1630 | 10 | Jul-2026 | BCC-BTH-ACC-1405 | 14.05 | FLOORS-ALL | Bathroom Works | EP-BTH-ACC | 54605 | 48 | set | 1137.61 | 20 | 0 | 0 | 0 | 0 | 0 | 0 | 0 | 0 | 0 | 0 | 0 | - | - | 54605 | 0 | 0 | 0 | 0 | 0 | 0 | NOT STARTED | 0 | Low | - | 1
1631 | 11 | Aug-2026 | BCC-BTH-ACC-1405 | 14.05 | FLOORS-ALL | Bathroom Works | EP-BTH-ACC | 54605 | 48 | set | 1137.61 | 20 | 0 | 0 | 0 | 0 | 0 | 0 | 0 | 0 | 0 | 0 | 0 | - | - | 54605 | 0 | 0 | 0 | 0 | 0 | 0 | NOT STARTED | 0 | Low | - | 1
1632 | 12 | Sep-2026 | BCC-BTH-ACC-1405 | 14.05 | FLOORS-ALL | Bathroom Works | EP-BTH-ACC | 54605 | 48 | set | 1137.61 | 20 | 0 | 0 | 0 | 0 | 0 | 0 | 0 | 0 | 0 | 0 | 0 | - | - | 54605 | 0 | 0 | 0 | 0 | 0 | 0 | NOT STARTED | 0 | Low | - | 1
1633 | 1 | Oct-2025 | BCC-BTH-ACC-1406 | 14.06 | FLOORS-ALL | Bathroom Works | EP-BTH-ACC | 41734 | 48 | No. | 869.46 | 20 | 0 | 0 | 0 | 0 | 0 | 0 | 0 | 0 | 0 | 0 | 0 | - | - | 41734 | 0 | 0 | 0 | 0 | 0 | 0 | NOT STARTED | 0 | Low | - | 1
1634 | 2 | Nov-2025 | BCC-BTH-ACC-1406 | 14.06 | FLOORS-ALL | Bathroom Works | EP-BTH-ACC | 41734 | 48 | No. | 869.46 | 20 | 0 | 0 | 0 | 0 | 0 | 0 | 0 | 0 | 0 | 0 | 0 | - | - | 41734 | 0 | 0 | 0 | 0 | 0 | 0 | NOT STARTED | 0 | Low | - | 1
1635 | 3 | Dec-2025 | BCC-BTH-ACC-1406 | 14.06 | FLOORS-ALL | Bathroom Works | EP-BTH-ACC | 41734 | 48 | No. | 869.46 | 20 | 0 | 0 | 0 | 0 | 0 | 0 | 0 | 0 | 0 | 0 | 0 | - | - | 41734 | 0 | 0 | 0 | 0 | 0 | 0 | NOT STARTED | 0 | Low | - | 1
1636 | 4 | Jan-2026 | BCC-BTH-ACC-1406 | 14.06 | FLOORS-ALL | Bathroom Works | EP-BTH-ACC | 41734 | 48 | No. | 869.46 | 20 | 0 | 0 | 0 | 0 | 0 | 0 | 0 | 0 | 0 | 0 | 0 | - | - | 41734 | 0 | 0 | 0 | 0 | 0 | 0 | NOT STARTED | 0 | Low | - | 1
1637 | 5 | Feb-2026 | BCC-BTH-ACC-1406 | 14.06 | FLOORS-ALL | Bathroom Works | EP-BTH-ACC | 41734 | 48 | No. | 869.46 | 20 | 0 | 0 | 0 | 0 | 0 | 0 | 0 | 0 | 0 | 0 | 0 | - | - | 41734 | 0 | 0 | 0 | 0 | 0 | 0 | NOT STARTED | 0 | Low | - | 1
1638 | 6 | Mar-2026 | BCC-BTH-ACC-1406 | 14.06 | FLOORS-ALL | Bathroom Works | EP-BTH-ACC | 41734 | 48 | No. | 869.46 | 20 | 0 | 0 | 0 | 0 | 0 | 0 | 0 | 0 | 0 | 0 | 0 | - | - | 41734 | 0 | 0 | 0 | 0 | 0 | 0 | NOT STARTED | 0 | Low | - | 1
1639 | 7 | Apr-2026 | BCC-BTH-ACC-1406 | 14.06 | FLOORS-ALL | Bathroom Works | EP-BTH-ACC | 41734 | 48 | No. | 869.46 | 20 | 0 | 0 | 0 | 0 | 0 | 0 | 0 | 0 | 0 | 0 | 0 | - | - | 41734 | 0 | 0 | 0 | 0 | 0 | 0 | NOT STARTED | 0 | Low | - | 1
1640 | 8 | May-2026 | BCC-BTH-ACC-1406 | 14.06 | FLOORS-ALL | Bathroom Works | EP-BTH-ACC | 41734 | 48 | No. | 869.46 | 20 | 0 | 0 | 0 | 0 | 0 | 0 | 0 | 0 | 0 | 0 | 0 | - | - | 41734 | 0 | 0 | 0 | 0 | 0 | 0 | NOT STARTED | 0 | Low | - | 1
1641 | 9 | Jun-2026 | BCC-BTH-ACC-1406 | 14.06 | FLOORS-ALL | Bathroom Works | EP-BTH-ACC | 41734 | 48 | No. | 869.46 | 20 | 0 | 0 | 0 | 0 | 0 | 0 | 0 | 0 | 0 | 0 | 0 | - | - | 41734 | 0 | 0 | 0 | 0 | 0 | 0 | NOT STARTED | 0 | Low | - | 1
1642 | 10 | Jul-2026 | BCC-BTH-ACC-1406 | 14.06 | FLOORS-ALL | Bathroom Works | EP-BTH-ACC | 41734 | 48 | No. | 869.46 | 20 | 0 | 0 | 0 | 0 | 0 | 0 | 0 | 0 | 0 | 0 | 0 | - | - | 41734 | 0 | 0 | 0 | 0 | 0 | 0 | NOT STARTED | 0 | Low | - | 1
1643 | 11 | Aug-2026 | BCC-BTH-ACC-1406 | 14.06 | FLOORS-ALL | Bathroom Works | EP-BTH-ACC | 41734 | 48 | No. | 869.46 | 20 | 0 | 0 | 0 | 0 | 0 | 0 | 0 | 0 | 0 | 0 | 0 | - | - | 41734 | 0 | 0 | 0 | 0 | 0 | 0 | NOT STARTED | 0 | Low | - | 1
1644 | 12 | Sep-2026 | BCC-BTH-ACC-1406 | 14.06 | FLOORS-ALL | Bathroom Works | EP-BTH-ACC | 41734 | 48 | No. | 869.46 | 20 | 9 | 4.32 | 3756 | 9 | 4.32 | 4.32 | 3756 | 3913 | 3913 | -157 | 0 | 0.9599 | 1 | 43478 | -1744 | 9.38 | 826 | 2483 | 604 | 0 | GREEN | 4.17 | Low | 0.96 | 1.0417
1645 | 1 | Oct-2025 | BCC-BTH-FIN-1407 | 14.07 | FLOORS-ALL | Bathroom Works | EP-BTH-FIN | 432847 | 780 | m² | 554.93 | 20 | 0 | 0 | 0 | 0 | 0 | 0 | 0 | 0 | 0 | 0 | 0 | - | - | 432847 | 0 | 0 | 0 | 0 | 0 | 0 | NOT STARTED | 0 | Low | - | 1
1646 | 2 | Nov-2025 | BCC-BTH-FIN-1407 | 14.07 | FLOORS-ALL | Bathroom Works | EP-BTH-FIN | 432847 | 780 | m² | 554.93 | 20 | 0 | 0 | 0 | 0 | 0 | 0 | 0 | 0 | 0 | 0 | 0 | - | - | 432847 | 0 | 0 | 0 | 0 | 0 | 0 | NOT STARTED | 0 | Low | - | 1
1647 | 3 | Dec-2025 | BCC-BTH-FIN-1407 | 14.07 | FLOORS-ALL | Bathroom Works | EP-BTH-FIN | 432847 | 780 | m² | 554.93 | 20 | 0 | 0 | 0 | 0 | 0 | 0 | 0 | 0 | 0 | 0 | 0 | - | - | 432847 | 0 | 0 | 0 | 0 | 0 | 0 | NOT STARTED | 0 | Low | - | 1
1648 | 4 | Jan-2026 | BCC-BTH-FIN-1407 | 14.07 | FLOORS-ALL | Bathroom Works | EP-BTH-FIN | 432847 | 780 | m² | 554.93 | 20 | 0 | 0 | 0 | 0 | 0 | 0 | 0 | 0 | 0 | 0 | 0 | - | - | 432847 | 0 | 0 | 0 | 0 | 0 | 0 | NOT STARTED | 0 | Low | - | 1
1649 | 5 | Feb-2026 | BCC-BTH-FIN-1407 | 14.07 | FLOORS-ALL | Bathroom Works | EP-BTH-FIN | 432847 | 780 | m² | 554.93 | 20 | 0 | 0 | 0 | 0 | 0 | 0 | 0 | 0 | 0 | 0 | 0 | - | - | 432847 | 0 | 0 | 0 | 0 | 0 | 0 | NOT STARTED | 0 | Low | - | 1
1650 | 6 | Mar-2026 | BCC-BTH-FIN-1407 | 14.07 | FLOORS-ALL | Bathroom Works | EP-BTH-FIN | 432847 | 780 | m² | 554.93 | 20 | 0 | 0 | 0 | 0 | 0 | 0 | 0 | 0 | 0 | 0 | 0 | - | - | 432847 | 0 | 0 | 0 | 0 | 0 | 0 | NOT STARTED | 0 | Low | - | 1
1651 | 7 | Apr-2026 | BCC-BTH-FIN-1407 | 14.07 | FLOORS-ALL | Bathroom Works | EP-BTH-FIN | 432847 | 780 | m² | 554.93 | 20 | 0 | 0 | 0 | 0 | 0 | 0 | 0 | 0 | 0 | 0 | 0 | - | - | 432847 | 0 | 0 | 0 | 0 | 0 | 0 | NOT STARTED | 0 | Low | - | 1
1652 | 8 | May-2026 | BCC-BTH-FIN-1407 | 14.07 | FLOORS-ALL | Bathroom Works | EP-BTH-FIN | 432847 | 780 | m² | 554.93 | 20 | 0 | 0 | 0 | 0 | 0 | 0 | 0 | 0 | 0 | 0 | 0 | - | - | 432847 | 0 | 0 | 0 | 0 | 0 | 0 | NOT STARTED | 0 | Low | - | 1
1653 | 9 | Jun-2026 | BCC-BTH-FIN-1407 | 14.07 | FLOORS-ALL | Bathroom Works | EP-BTH-FIN | 432847 | 780 | m² | 554.93 | 20 | 0 | 0 | 0 | 0 | 0 | 0 | 0 | 0 | 0 | 0 | 0 | - | - | 432847 | 0 | 0 | 0 | 0 | 0 | 0 | NOT STARTED | 0 | Low | - | 1
1654 | 10 | Jul-2026 | BCC-BTH-FIN-1407 | 14.07 | FLOORS-ALL | Bathroom Works | EP-BTH-FIN | 432847 | 780 | m² | 554.93 | 20 | 0 | 0 | 0 | 0 | 0 | 0 | 0 | 0 | 0 | 0 | 0 | - | - | 432847 | 0 | 0 | 0 | 0 | 0 | 0 | NOT STARTED | 0 | Low | - | 1
1655 | 11 | Aug-2026 | BCC-BTH-FIN-1407 | 14.07 | FLOORS-ALL | Bathroom Works | EP-BTH-FIN | 432847 | 780 | m² | 554.93 | 20 | 5 | 0 | 21642 | 0 | 0 | 0 | 0 | 0 | 0 | 0 | -21642 | - | - | 432847 | 0 | 0 | 0 | 0 | 0 | 0 | NOT STARTED | 0 | Low | - | 1
1656 | 12 | Sep-2026 | BCC-BTH-FIN-1407 | 14.07 | FLOORS-ALL | Bathroom Works | EP-BTH-FIN | 432847 | 780 | m² | 554.93 | 20 | 5 | 39 | 21642 | 5 | 39 | 39 | 21642 | 22544 | 22544 | -902 | 0 | 0.96 | 1 | 450883 | -18036 | 5.21 | 4180 | 14928 | 3435 | 0 | GREEN | 4.17 | Low | 0.96 | 1.0417
1657 | 1 | Oct-2025 | BCC-BTH-FIN-1408 | 14.08 | FLOORS-ALL | Bathroom Works | EP-BTH-FIN | 895237 | 1850 | m² | 483.91 | 20 | 0 | 0 | 0 | 0 | 0 | 0 | 0 | 0 | 0 | 0 | 0 | - | - | 895237 | 0 | 0 | 0 | 0 | 0 | 0 | NOT STARTED | 0 | Low | - | 1
1658 | 2 | Nov-2025 | BCC-BTH-FIN-1408 | 14.08 | FLOORS-ALL | Bathroom Works | EP-BTH-FIN | 895237 | 1850 | m² | 483.91 | 20 | 0 | 0 | 0 | 0 | 0 | 0 | 0 | 0 | 0 | 0 | 0 | - | - | 895237 | 0 | 0 | 0 | 0 | 0 | 0 | NOT STARTED | 0 | Low | - | 1
1659 | 3 | Dec-2025 | BCC-BTH-FIN-1408 | 14.08 | FLOORS-ALL | Bathroom Works | EP-BTH-FIN | 895237 | 1850 | m² | 483.91 | 20 | 0 | 0 | 0 | 0 | 0 | 0 | 0 | 0 | 0 | 0 | 0 | - | - | 895237 | 0 | 0 | 0 | 0 | 0 | 0 | NOT STARTED | 0 | Low | - | 1
1660 | 4 | Jan-2026 | BCC-BTH-FIN-1408 | 14.08 | FLOORS-ALL | Bathroom Works | EP-BTH-FIN | 895237 | 1850 | m² | 483.91 | 20 | 0 | 0 | 0 | 0 | 0 | 0 | 0 | 0 | 0 | 0 | 0 | - | - | 895237 | 0 | 0 | 0 | 0 | 0 | 0 | NOT STARTED | 0 | Low | - | 1
1661 | 5 | Feb-2026 | BCC-BTH-FIN-1408 | 14.08 | FLOORS-ALL | Bathroom Works | EP-BTH-FIN | 895237 | 1850 | m² | 483.91 | 20 | 0 | 0 | 0 | 0 | 0 | 0 | 0 | 0 | 0 | 0 | 0 | - | - | 895237 | 0 | 0 | 0 | 0 | 0 | 0 | NOT STARTED | 0 | Low | - | 1
1662 | 6 | Mar-2026 | BCC-BTH-FIN-1408 | 14.08 | FLOORS-ALL | Bathroom Works | EP-BTH-FIN | 895237 | 1850 | m² | 483.91 | 20 | 0 | 0 | 0 | 0 | 0 | 0 | 0 | 0 | 0 | 0 | 0 | - | - | 895237 | 0 | 0 | 0 | 0 | 0 | 0 | NOT STARTED | 0 | Low | - | 1
1663 | 7 | Apr-2026 | BCC-BTH-FIN-1408 | 14.08 | FLOORS-ALL | Bathroom Works | EP-BTH-FIN | 895237 | 1850 | m² | 483.91 | 20 | 0 | 0 | 0 | 0 | 0 | 0 | 0 | 0 | 0 | 0 | 0 | - | - | 895237 | 0 | 0 | 0 | 0 | 0 | 0 | NOT STARTED | 0 | Low | - | 1
1664 | 8 | May-2026 | BCC-BTH-FIN-1408 | 14.08 | FLOORS-ALL | Bathroom Works | EP-BTH-FIN | 895237 | 1850 | m² | 483.91 | 20 | 0 | 0 | 0 | 0 | 0 | 0 | 0 | 0 | 0 | 0 | 0 | - | - | 895237 | 0 | 0 | 0 | 0 | 0 | 0 | NOT STARTED | 0 | Low | - | 1
1665 | 9 | Jun-2026 | BCC-BTH-FIN-1408 | 14.08 | FLOORS-ALL | Bathroom Works | EP-BTH-FIN | 895237 | 1850 | m² | 483.91 | 20 | 0 | 0 | 0 | 0 | 0 | 0 | 0 | 0 | 0 | 0 | 0 | - | - | 895237 | 0 | 0 | 0 | 0 | 0 | 0 | NOT STARTED | 0 | Low | - | 1
1666 | 10 | Jul-2026 | BCC-BTH-FIN-1408 | 14.08 | FLOORS-ALL | Bathroom Works | EP-BTH-FIN | 895237 | 1850 | m² | 483.91 | 20 | 0 | 0 | 0 | 0 | 0 | 0 | 0 | 0 | 0 | 0 | 0 | - | - | 895237 | 0 | 0 | 0 | 0 | 0 | 0 | NOT STARTED | 0 | Low | - | 1
1667 | 11 | Aug-2026 | BCC-BTH-FIN-1408 | 14.08 | FLOORS-ALL | Bathroom Works | EP-BTH-FIN | 895237 | 1850 | m² | 483.91 | 20 | 0 | 0 | 0 | 0 | 0 | 0 | 0 | 0 | 0 | 0 | 0 | - | - | 895237 | 0 | 0 | 0 | 0 | 0 | 0 | NOT STARTED | 0 | Low | - | 1
1668 | 12 | Sep-2026 | BCC-BTH-FIN-1408 | 14.08 | FLOORS-ALL | Bathroom Works | EP-BTH-FIN | 895237 | 1850 | m² | 483.91 | 20 | 7 | 129.5 | 62667 | 7 | 129.5 | 129.5 | 62667 | 65278 | 65278 | -2611 | 0 | 0.96 | 1 | 932538 | -37301 | 7.29 | 13865 | 41516 | 9897 | 0 | GREEN | 4.17 | Low | 0.96 | 1.0417
1669 | 1 | Oct-2025 | BCC-LFT-ELEV-1501 | 15.01 | ALL-RISERS | Lifts & Escalators | EP-LFT-ELEV | 12593082 | 4 | No. | 3148270.58 | 22 | 0 | 0 | 0 | 0 | 0 | 0 | 0 | 0 | 0 | 0 | 0 | - | - | 12593082 | 0 | 0 | 0 | 0 | 0 | 0 | NOT STARTED | 0 | Low | - | 1
1670 | 2 | Nov-2025 | BCC-LFT-ELEV-1501 | 15.01 | ALL-RISERS | Lifts & Escalators | EP-LFT-ELEV | 12593082 | 4 | No. | 3148270.58 | 22 | 0.33 | 0.0132 | 4155717 | 0.33 | 0.0132 | 0.0132 | 4155717 | 44088 | 44088 | 4111629 | 0 | 94.2596 | 1 | 133600 | 12459482 | 0.35 | 8713 | 28726 | 6649 | 0 | AMBER | 6.24 | Medium | 0.9413 | 1.0624
1671 | 3 | Dec-2025 | BCC-LFT-ELEV-1501 | 15.01 | ALL-RISERS | Lifts & Escalators | EP-LFT-ELEV | 12593082 | 4 | No. | 3148270.58 | 22 | 1.01 | 0.0406 | 127190 | 1.01 | 0.0406 | 0.0406 | 127190 | 135840 | 135840 | -8650 | 0 | 0.9363 | 1 | 13449834 | -856752 | 1.08 | 27064 | 88638 | 20138 | 0 | AMBER | 6.35 | Medium | 0.9403 | 1.0635
1672 | 4 | Jan-2026 | BCC-LFT-ELEV-1501 | 15.01 | ALL-RISERS | Lifts & Escalators | EP-LFT-ELEV | 12593082 | 4 | No. | 3148270.58 | 22 | 2.33 | 0.0934 | 293419 | 2.33 | 0.0934 | 0.0934 | 293419 | 312905 | 312905 | -19486 | 0 | 0.9377 | 1 | 13429748 | -836666 | 2.48 | 59631 | 205367 | 47907 | 0 | AMBER | 6.46 | Medium | 0.9393 | 1.0646
1673 | 5 | Feb-2026 | BCC-LFT-ELEV-1501 | 15.01 | ALL-RISERS | Lifts & Escalators | EP-LFT-ELEV | 12593082 | 4 | No. | 3148270.58 | 22 | 4.54 | 0.1818 | 571726 | 4.54 | 0.1818 | 0.1818 | 571726 | 609872 | 609872 | -38146 | 0 | 0.9375 | 1 | 13432652 | -839570 | 4.84 | 112313 | 403827 | 93732 | 0 | AMBER | 6.58 | Medium | 0.9383 | 1.0658
1674 | 6 | Mar-2026 | BCC-LFT-ELEV-1501 | 15.01 | ALL-RISERS | Lifts & Escalators | EP-LFT-ELEV | 12593082 | 4 | No. | 3148270.58 | 22 | 7.5 | 0.3 | 944481 | 7.5 | 0.3 | 0.3 | 944481 | 1007673 | 1007673 | -63192 | 0 | 0.9373 | 1 | 13435499 | -842417 | 8 | 202522 | 651582 | 153569 | 0 | AMBER | 6.69 | Medium | 0.9373 | 1.0669
1675 | 7 | Apr-2026 | BCC-LFT-ELEV-1501 | 15.01 | ALL-RISERS | Lifts & Escalators | EP-LFT-ELEV | 12593082 | 4 | No. | 3148270.58 | 22 | 10.46 | 0.4182 | 1317236 | 10.46 | 0.4182 | 0.4182 | 1317236 | 1406323 | 1406323 | -89087 | 0 | 0.9367 | 1 | 13444165 | -851083 | 11.17 | 304736 | 887238 | 214348 | 0 | AMBER | 6.8 | Medium | 0.9363 | 1.068
1676 | 8 | May-2026 | BCC-LFT-ELEV-1501 | 15.01 | ALL-RISERS | Lifts & Escalators | EP-LFT-ELEV | 12593082 | 4 | No. | 3148270.58 | 22 | 12.67 | 0.5066 | 1595544 | 12.67 | 0.5066 | 0.5066 | 1595544 | 1705412 | 1705412 | -109868 | 0 | 0.9356 | 1 | 13459942 | -866860 | 13.54 | 353545 | 1096448 | 255418 | 0 | AMBER | 6.92 | Medium | 0.9353 | 1.0692
1677 | 9 | Jun-2026 | BCC-LFT-ELEV-1501 | 15.01 | ALL-RISERS | Lifts & Escalators | EP-LFT-ELEV | 12593082 | 4 | No. | 3148270.58 | 22 | 13.99 | 0.5594 | 1761772 | 13.99 | 0.5594 | 0.5594 | 1761772 | 1885104 | 1885104 | -123332 | 0 | 0.9346 | 1 | 13474351 | -881269 | 14.97 | 368358 | 1232266 | 284479 | 0 | AMBER | 7.03 | Medium | 0.9343 | 1.0703
1678 | 10 | Jul-2026 | BCC-LFT-ELEV-1501 | 15.01 | ALL-RISERS | Lifts & Escalators | EP-LFT-ELEV | 12593082 | 4 | No. | 3148270.58 | 22 | 14.67 | 0.5868 | 1847405 | 14.67 | 0.5868 | 0.5868 | 1847405 | 1979516 | 1979516 | -132111 | 0 | 0.9333 | 1 | 13493153 | -900071 | 15.72 | 434371 | 1249874 | 295272 | 0 | AMBER | 7.15 | Medium | 0.9333 | 1.0715
1679 | 11 | Aug-2026 | BCC-LFT-ELEV-1501 | 15.01 | ALL-RISERS | Lifts & Escalators | EP-LFT-ELEV | 12593082 | 4 | No. | 3148270.58 | 22 | 15 | 0.6 | 1888962 | 15 | 0.6 | 0.6 | 1888962 | 1967669 | 1967669 | -78707 | 0 | 0.96 | 1 | 13117794 | -524712 | 15.62 | 364674 | 1315292 | 287703 | 0 | GREEN | 4.17 | Low | 0.96 | 1.0417
1680 | 12 | Sep-2026 | BCC-LFT-ELEV-1501 | 15.01 | ALL-RISERS | Lifts & Escalators | EP-LFT-ELEV | 12593082 | 4 | No. | 3148270.58 | 22 | 34 | 1.36 | 4281648 | 34 | 1.36 | 1.36 | 4281648 | 4460050 | 4460050 | -178402 | 0 | 0.96 | 1 | 13117794 | -524712 | 35.42 | 936045 | 2869302 | 654704 | 0 | GREEN | 4.17 | Low | 0.96 | 1.0417
1681 | 1 | Oct-2025 | BCC-LFT-ELEV-1502 | 15.02 | ALL-RISERS | Lifts & Escalators | EP-LFT-ELEV | 14472765 | 2 | No. | 7236382.5 | 22 | 0 | 0 | 0 | 0 | 0 | 0 | 0 | 0 | 0 | 0 | 0 | - | - | 14472765 | 0 | 0 | 0 | 0 | 0 | 0 | NOT STARTED | 0 | Low | - | 1
1682 | 2 | Nov-2025 | BCC-LFT-ELEV-1502 | 15.02 | ALL-RISERS | Lifts & Escalators | EP-LFT-ELEV | 14472765 | 2 | No. | 7236382.5 | 22 | 0.31 | 0.0062 | 4486557 | 0.31 | 0.0062 | 0.0062 | 4486557 | 46512 | 46512 | 4440045 | 0 | 96.4602 | 1 | 150039 | 14322726 | 0.32 | 9792 | 29870 | 6849 | 0 | GREEN | 4.48 | Low | 0.9571 | 1.0448
1683 | 3 | Dec-2025 | BCC-LFT-ELEV-1502 | 15.02 | ALL-RISERS | Lifts & Escalators | EP-LFT-ELEV | 14472765 | 2 | No. | 7236382.5 | 22 | 0.95 | 0.0189 | 13749127 | 0.95 | 0.0189 | 0.0189 | 13749127 | 143305 | 143305 | 13605822 | 0 | 95.9431 | 1 | 150847 | 14321918 | 0.99 | 26453 | 95355 | 21497 | 0 | GREEN | 4.59 | Low | 0.9561 | 1.0459
1684 | 4 | Jan-2026 | BCC-LFT-ELEV-1502 | 15.02 | ALL-RISERS | Lifts & Escalators | EP-LFT-ELEV | 14472765 | 2 | No. | 7236382.5 | 22 | 2.18 | 0.0436 | 315506 | 2.18 | 0.0436 | 0.0436 | 315506 | 330092 | 330092 | -14586 | 0 | 0.9558 | 1 | 15142039 | -669274 | 2.28 | 62878 | 217359 | 49855 | 0 | GREEN | 4.7 | Low | 0.9551 | 1.047
1685 | 5 | Feb-2026 | BCC-LFT-ELEV-1502 | 15.02 | ALL-RISERS | Lifts & Escalators | EP-LFT-ELEV | 14472765 | 2 | No. | 7236382.5 | 22 | 4.24 | 0.0848 | 613645 | 4.24 | 0.0848 | 0.0848 | 613645 | 643359 | 643359 | -29714 | 0 | 0.9538 | 1 | 15173785 | -701020 | 4.45 | 116968 | 430391 | 96001 | 0 | GREEN | 4.81 | Low | 0.9541 | 1.0481
1686 | 6 | Mar-2026 | BCC-LFT-ELEV-1502 | 15.02 | ALL-RISERS | Lifts & Escalators | EP-LFT-ELEV | 14472765 | 2 | No. | 7236382.5 | 22 | 7 | 0.14 | 1013094 | 7 | 0.14 | 0.14 | 1013094 | 1062986 | 1062986 | -49892 | 0 | 0.9531 | 1 | 15184978 | -712213 | 7.34 | 228258 | 676602 | 158126 | 0 | GREEN | 4.92 | Low | 0.9531 | 1.0492
1687 | 7 | Apr-2026 | BCC-LFT-ELEV-1502 | 15.02 | ALL-RISERS | Lifts & Escalators | EP-LFT-ELEV | 14472765 | 2 | No. | 7236382.5 | 22 | 9.76 | 0.1952 | 1412542 | 9.76 | 0.1952 | 0.1952 | 1412542 | 1483494 | 1483494 | -70952 | 0 | 0.9522 | 1 | 15199334 | -726569 | 10.25 | 268468 | 992727 | 222299 | 0 | GREEN | 5.03 | Low | 0.9521 | 1.0503
1688 | 8 | May-2026 | BCC-LFT-ELEV-1502 | 15.02 | ALL-RISERS | Lifts & Escalators | EP-LFT-ELEV | 14472765 | 2 | No. | 7236382.5 | 22 | 11.82 | 0.2364 | 1710681 | 11.82 | 0.2364 | 0.2364 | 1710681 | 1798962 | 1798962 | -88281 | 0 | 0.9509 | 1 | 15220020 | -747255 | 12.43 | 341982 | 1185119 | 271860 | 0 | GREEN | 5.14 | Low | 0.9511 | 1.0514
1689 | 9 | Jun-2026 | BCC-LFT-ELEV-1502 | 15.02 | ALL-RISERS | Lifts & Escalators | EP-LFT-ELEV | 14472765 | 2 | No. | 7236382.5 | 22 | 13.05 | 0.2611 | 1888696 | 13.05 | 0.2611 | 0.2611 | 1888696 | 1988475 | 1988475 | -99779 | 0 | 0.9498 | 1 | 15237653 | -764888 | 13.74 | 398175 | 1288488 | 301812 | 0 | GREEN | 5.25 | Low | 0.9501 | 1.0525
1690 | 10 | Jul-2026 | BCC-LFT-ELEV-1502 | 15.02 | ALL-RISERS | Lifts & Escalators | EP-LFT-ELEV | 14472765 | 2 | No. | 7236382.5 | 22 | 13.69 | 0.2738 | 1981322 | 13.69 | 0.2738 | 0.2738 | 1981322 | 2088029 | 2088029 | -106707 | 0 | 0.9489 | 1 | 15252159 | -779394 | 14.43 | 444645 | 1323651 | 319732 | 0 | AMBER | 5.36 | Medium | 0.9491 | 1.0536
1691 | 11 | Aug-2026 | BCC-LFT-ELEV-1502 | 15.02 | ALL-RISERS | Lifts & Escalators | EP-LFT-ELEV | 14472765 | 2 | No. | 7236382.5 | 22 | 14 | 0.28 | 2026187 | 14 | 0.28 | 0.28 | 2026187 | 2110612 | 2110612 | -84425 | 0 | 0.96 | 1 | 15075797 | -603032 | 14.58 | 453476 | 1334572 | 322563 | 0 | GREEN | 4.17 | Low | 0.96 | 1.0417
1692 | 12 | Sep-2026 | BCC-LFT-ELEV-1502 | 15.02 | ALL-RISERS | Lifts & Escalators | EP-LFT-ELEV | 14472765 | 2 | No. | 7236382.5 | 22 | 31 | 0.62 | 4486557 | 31 | 0.62 | 0.62 | 4486557 | 4673497 | 4673497 | -186940 | 0 | 0.96 | 1 | 15075797 | -603032 | 32.29 | 942156 | 3021100 | 710241 | 0 | GREEN | 4.17 | Low | 0.96 | 1.0417
1693 | 1 | Oct-2025 | BCC-LFT-ELEV-1503 | 15.03 | ALL-RISERS | Lifts & Escalators | EP-LFT-ELEV | 3955340 | 2 | No. | 1977669.83 | 22 | 0 | 0 | 0 | 0 | 0 | 0 | 0 | 0 | 0 | 0 | 0 | - | - | 3955340 | 0 | 0 | 0 | 0 | 0 | 0 | NOT STARTED | 0 | Low | - | 1
1694 | 2 | Nov-2025 | BCC-LFT-ELEV-1503 | 15.03 | ALL-RISERS | Lifts & Escalators | EP-LFT-ELEV | 3955340 | 2 | No. | 1977669.83 | 22 | 0.42 | 0.0083 | 1661243 | 0.42 | 0.0083 | 0.0083 | 1661243 | 17160 | 17160 | 1644083 | 0 | 96.809 | 1 | 40857 | 3914483 | 0.43 | 3458 | 11059 | 2642 | 0 | GREEN | 3.93 | Low | 0.9622 | 1.0393
1695 | 3 | Dec-2025 | BCC-LFT-ELEV-1503 | 15.03 | ALL-RISERS | Lifts & Escalators | EP-LFT-ELEV | 3955340 | 2 | No. | 1977669.83 | 22 | 1.28 | 0.0257 | 50628 | 1.28 | 0.0257 | 0.0257 | 50628 | 52870 | 52870 | -2242 | 0 | 0.9576 | 1 | 4130472 | -175132 | 1.34 | 9739 | 35284 | 7847 | 0 | GREEN | 4.04 | Low | 0.9612 | 1.0404
1696 | 4 | Jan-2026 | BCC-LFT-ELEV-1503 | 15.03 | ALL-RISERS | Lifts & Escalators | EP-LFT-ELEV | 3955340 | 2 | No. | 1977669.83 | 22 | 2.96 | 0.0591 | 117078 | 2.96 | 0.0591 | 0.0591 | 117078 | 121781 | 121781 | -4703 | 0 | 0.9614 | 1 | 4114148 | -158808 | 3.08 | 26336 | 77510 | 17935 | 0 | GREEN | 4.14 | Low | 0.9602 | 1.0415
1697 | 5 | Feb-2026 | BCC-LFT-ELEV-1503 | 15.03 | ALL-RISERS | Lifts & Escalators | EP-LFT-ELEV | 3955340 | 2 | No. | 1977669.83 | 22 | 5.76 | 0.1151 | 227828 | 5.76 | 0.1151 | 0.1151 | 227828 | 237352 | 237352 | -9524 | 0 | 0.9599 | 1 | 4120581 | -165241 | 6 | 51030 | 151033 | 35289 | 0 | GREEN | 4.25 | Low | 0.9592 | 1.0425
1698 | 6 | Mar-2026 | BCC-LFT-ELEV-1503 | 15.03 | ALL-RISERS | Lifts & Escalators | EP-LFT-ELEV | 3955340 | 2 | No. | 1977669.83 | 22 | 9.5 | 0.19 | 375757 | 9.5 | 0.19 | 0.19 | 375757 | 392161 | 392161 | -16404 | 0 | 0.9582 | 1 | 4127897 | -172557 | 9.91 | 83690 | 248083 | 60388 | 0 | GREEN | 4.36 | Low | 0.9582 | 1.0436
1699 | 7 | Apr-2026 | BCC-LFT-ELEV-1503 | 15.03 | ALL-RISERS | Lifts & Escalators | EP-LFT-ELEV | 3955340 | 2 | No. | 1977669.83 | 22 | 13.24 | 0.2649 | 523687 | 13.24 | 0.2649 | 0.2649 | 523687 | 547293 | 547293 | -23606 | 0 | 0.9569 | 1 | 4133512 | -178172 | 13.84 | 112741 | 354629 | 79923 | 0 | GREEN | 4.47 | Low | 0.9572 | 1.0447
1700 | 8 | May-2026 | BCC-LFT-ELEV-1503 | 15.03 | ALL-RISERS | Lifts & Escalators | EP-LFT-ELEV | 3955340 | 2 | No. | 1977669.83 | 22 | 16.04 | 0.3209 | 634436 | 16.04 | 0.3209 | 0.3209 | 634436 | 663673 | 663673 | -29237 | 0 | 0.9559 | 1 | 4137785 | -182445 | 16.78 | 136158 | 426325 | 101189 | 0 | GREEN | 4.58 | Low | 0.9562 | 1.0458
1701 | 9 | Jun-2026 | BCC-LFT-ELEV-1503 | 15.03 | ALL-RISERS | Lifts & Escalators | EP-LFT-ELEV | 3955340 | 2 | No. | 1977669.83 | 22 | 17.72 | 0.3543 | 700886 | 17.72 | 0.3543 | 0.3543 | 700886 | 733584 | 733584 | -32698 | 0 | 0.9554 | 1 | 4139962 | -184622 | 18.55 | 151283 | 473691 | 108610 | 0 | GREEN | 4.69 | Low | 0.9552 | 1.0469
1702 | 10 | Jul-2026 | BCC-LFT-ELEV-1503 | 15.03 | ALL-RISERS | Lifts & Escalators | EP-LFT-ELEV | 3955340 | 2 | No. | 1977669.83 | 22 | 18.58 | 0.3717 | 734902 | 18.58 | 0.3717 | 0.3717 | 734902 | 770307 | 770307 | -35405 | 0 | 0.954 | 1 | 4146028 | -190688 | 19.48 | 156671 | 497811 | 115825 | 0 | GREEN | 4.8 | Low | 0.9542 | 1.048
1703 | 11 | Aug-2026 | BCC-LFT-ELEV-1503 | 15.03 | ALL-RISERS | Lifts & Escalators | EP-LFT-ELEV | 3955340 | 2 | No. | 1977669.83 | 22 | 19 | 0.38 | 751515 | 19 | 0.38 | 0.38 | 751515 | 782828 | 782828 | -31313 | 0 | 0.96 | 1 | 4120145 | -164805 | 19.79 | 150714 | 514301 | 117812 | 0 | GREEN | 4.17 | Low | 0.96 | 1.0417
1704 | 12 | Sep-2026 | BCC-LFT-ELEV-1503 | 15.03 | ALL-RISERS | Lifts & Escalators | EP-LFT-ELEV | 3955340 | 2 | No. | 1977669.83 | 22 | 27 | 0.54 | 1067942 | 27 | 0.54 | 0.54 | 1067942 | 1112439 | 1112439 | -44497 | 0 | 0.96 | 1 | 4120145 | -164805 | 28.12 | 200905 | 742541 | 168994 | 0 | GREEN | 4.17 | Low | 0.96 | 1.0417
1705 | 1 | Oct-2025 | BCC-LFT-ESC-1504 | 15.04 | ALL-RISERS | Lifts & Escalators | EP-LFT-ESC | 26039558 | 2 | No. | 13019779.17 | 22 | 0 | 0 | 0 | 0 | 0 | 0 | 0 | 0 | 0 | 0 | 0 | - | - | 26039558 | 0 | 0 | 0 | 0 | 0 | 0 | NOT STARTED | 0 | Low | - | 1
1706 | 2 | Nov-2025 | BCC-LFT-ESC-1504 | 15.04 | ALL-RISERS | Lifts & Escalators | EP-LFT-ESC | 26039558 | 2 | No. | 13019779.17 | 22 | 0.53 | 0.0105 | 13800966 | 0.53 | 0.0105 | 0.0105 | 13800966 | 145645 | 145645 | 13655321 | 0 | 94.7576 | 1 | 274802 | 25764756 | 0.56 | 28328 | 95335 | 21981 | 0 | AMBER | 6.08 | Medium | 0.9427 | 1.0608
1707 | 3 | Dec-2025 | BCC-LFT-ESC-1504 | 15.04 | ALL-RISERS | Lifts & Escalators | EP-LFT-ESC | 26039558 | 2 | No. | 13019779.17 | 22 | 1.62 | 0.0325 | 421841 | 1.62 | 0.0325 | 0.0325 | 421841 | 448742 | 448742 | -26901 | 0 | 0.9401 | 1 | 27698734 | -1659176 | 1.72 | 93972 | 285909 | 68862 | 0 | AMBER | 6.19 | Medium | 0.9417 | 1.0619
1708 | 4 | Jan-2026 | BCC-LFT-ESC-1504 | 15.04 | ALL-RISERS | Lifts & Escalators | EP-LFT-ESC | 26039558 | 2 | No. | 13019779.17 | 22 | 3.73 | 0.0747 | 971276 | 3.73 | 0.0747 | 0.0747 | 971276 | 1033663 | 1033663 | -62387 | 0 | 0.9396 | 1 | 27713402 | -1673844 | 3.97 | 213982 | 664845 | 154835 | 0 | AMBER | 6.3 | Medium | 0.9407 | 1.063
1709 | 5 | Feb-2026 | BCC-LFT-ESC-1504 | 15.04 | ALL-RISERS | Lifts & Escalators | EP-LFT-ESC | 26039558 | 2 | No. | 13019779.17 | 22 | 7.27 | 0.1454 | 1893076 | 7.27 | 0.1454 | 0.1454 | 1893076 | 2014672 | 2014672 | -121596 | 0 | 0.9396 | 1 | 27713355 | -1673797 | 7.74 | 384808 | 1327278 | 302585 | 0 | AMBER | 6.42 | Medium | 0.9397 | 1.0642
1710 | 6 | Mar-2026 | BCC-LFT-ESC-1504 | 15.04 | ALL-RISERS | Lifts & Escalators | EP-LFT-ESC | 26039558 | 2 | No. | 13019779.17 | 22 | 12 | 0.24 | 3124747 | 12 | 0.24 | 0.24 | 3124747 | 3328778 | 3328778 | -204031 | 0 | 0.9387 | 1 | 27739997 | -1700439 | 12.78 | 669929 | 2172119 | 486729 | 0 | AMBER | 6.53 | Medium | 0.9387 | 1.0653
1711 | 7 | Apr-2026 | BCC-LFT-ESC-1504 | 15.04 | ALL-RISERS | Lifts & Escalators | EP-LFT-ESC | 26039558 | 2 | No. | 13019779.17 | 22 | 16.73 | 0.3346 | 4356418 | 16.73 | 0.3346 | 0.3346 | 4356418 | 4645687 | 4645687 | -289269 | 0 | 0.9377 | 1 | 27769437 | -1729879 | 17.84 | 1026606 | 2940342 | 678738 | 0 | AMBER | 6.64 | Medium | 0.9377 | 1.0664
1712 | 8 | May-2026 | BCC-LFT-ESC-1504 | 15.04 | ALL-RISERS | Lifts & Escalators | EP-LFT-ESC | 26039558 | 2 | No. | 13019779.17 | 22 | 20.27 | 0.4053 | 5278218 | 20.27 | 0.4053 | 0.4053 | 5278218 | 5633693 | 5633693 | -355475 | 0 | 0.9369 | 1 | 27793305 | -1753747 | 21.64 | 1093127 | 3716297 | 824269 | 0 | AMBER | 6.76 | Medium | 0.9367 | 1.0676
1713 | 9 | Jun-2026 | BCC-LFT-ESC-1504 | 15.04 | ALL-RISERS | Lifts & Escalators | EP-LFT-ESC | 26039558 | 2 | No. | 13019779.17 | 22 | 22.38 | 0.4475 | 5827653 | 22.38 | 0.4475 | 0.4475 | 5827653 | 6227280 | 6227280 | -399627 | 0 | 0.9358 | 1 | 27825811 | -1786253 | 23.91 | 1254248 | 4028888 | 944144 | 0 | AMBER | 6.87 | Medium | 0.9357 | 1.0687
1714 | 10 | Jul-2026 | BCC-LFT-ESC-1504 | 15.04 | ALL-RISERS | Lifts & Escalators | EP-LFT-ESC | 26039558 | 2 | No. | 13019779.17 | 22 | 23.47 | 0.4695 | 6111484 | 23.47 | 0.4695 | 0.4695 | 6111484 | 6539155 | 6539155 | -427671 | 0 | 0.9346 | 1 | 27861725 | -1822167 | 25.11 | 1240530 | 4310752 | 987873 | 0 | AMBER | 6.99 | Medium | 0.9347 | 1.0699
1715 | 11 | Aug-2026 | BCC-LFT-ESC-1504 | 15.04 | ALL-RISERS | Lifts & Escalators | EP-LFT-ESC | 26039558 | 2 | No. | 13019779.17 | 22 | 24 | 0.48 | 6249494 | 24 | 0.48 | 0.48 | 6249494 | 6509889 | 6509889 | -260395 | 0 | 0.96 | 1 | 27124539 | -1084981 | 25 | 1229225 | 4319585 | 961079 | 0 | GREEN | 4.17 | Low | 0.96 | 1.0417
1716 | 12 | Sep-2026 | BCC-LFT-ESC-1504 | 15.04 | ALL-RISERS | Lifts & Escalators | EP-LFT-ESC | 26039558 | 2 | No. | 13019779.17 | 22 | 20 | 0.4 | 5207912 | 20 | 0.4 | 0.4 | 5207912 | 5424908 | 5424908 | -216996 | 0 | 0.96 | 1 | 27124540 | -1084982 | 20.83 | 1019495 | 3587483 | 817929 | 0 | GREEN | 4.17 | Low | 0.96 | 1.0417
1717 | 1 | Oct-2025 | BCC-LFT-SHAFT-1505 | 15.05 | ALL-RISERS | Lifts & Escalators | EP-LFT-SHAFT | 18828477 | 420 | m³ | 44829.71 | 22 | 0 | 0 | 0 | 0 | 0 | 0 | 0 | 0 | 0 | 0 | 0 | - | - | 18828477 | 0 | 0 | 0 | 0 | 0 | 0 | NOT STARTED | 0 | Low | - | 1
1718 | 2 | Nov-2025 | BCC-LFT-SHAFT-1505 | 15.05 | ALL-RISERS | Lifts & Escalators | EP-LFT-SHAFT | 18828477 | 420 | m³ | 44829.71 | 22 | 0.42 | 1.7532 | 7907960 | 0.42 | 1.7532 | 1.7532 | 7907960 | 83067 | 83067 | 7824893 | 0 | 95.1998 | 1 | 197779 | 18630698 | 0.44 | 17202 | 53608 | 12257 | 0 | AMBER | 5.69 | Medium | 0.9462 | 1.0569
1719 | 3 | Dec-2025 | BCC-LFT-SHAFT-1505 | 15.05 | ALL-RISERS | Lifts & Escalators | EP-LFT-SHAFT | 18828477 | 420 | m³ | 44829.71 | 22 | 1.28 | 5.396 | 241005 | 1.28 | 5.396 | 5.396 | 241005 | 255933 | 255933 | -14928 | 0 | 0.9417 | 1 | 19994143 | -1165666 | 1.36 | 46771 | 170272 | 38891 | 0 | AMBER | 5.8 | Medium | 0.9452 | 1.058
1720 | 4 | Jan-2026 | BCC-LFT-SHAFT-1505 | 15.05 | ALL-RISERS | Lifts & Escalators | EP-LFT-SHAFT | 18828477 | 420 | m³ | 44829.71 | 22 | 2.96 | 12.4163 | 557323 | 2.96 | 12.4163 | 12.4163 | 557323 | 589529 | 589529 | -32206 | 0 | 0.9454 | 1 | 19915903 | -1087426 | 3.13 | 118417 | 381414 | 89698 | 0 | AMBER | 5.91 | Medium | 0.9442 | 1.0591
1721 | 5 | Feb-2026 | BCC-LFT-SHAFT-1505 | 15.05 | ALL-RISERS | Lifts & Escalators | EP-LFT-SHAFT | 18828477 | 420 | m³ | 44829.71 | 22 | 5.76 | 24.1743 | 1084520 | 5.76 | 24.1743 | 24.1743 | 1084520 | 1149025 | 1149025 | -64505 | 0 | 0.9439 | 1 | 19947581 | -1119104 | 6.1 | 217192 | 758164 | 173669 | 0 | AMBER | 6.02 | Medium | 0.9432 | 1.0602
1722 | 6 | Mar-2026 | BCC-LFT-SHAFT-1505 | 15.05 | ALL-RISERS | Lifts & Escalators | EP-LFT-SHAFT | 18828477 | 420 | m³ | 44829.71 | 22 | 9.5 | 39.9 | 1788705 | 9.5 | 39.9 | 39.9 | 1788705 | 1898489 | 1898489 | -109784 | 0 | 0.9422 | 1 | 19983579 | -1155102 | 10.08 | 408651 | 1208366 | 281472 | 0 | AMBER | 6.13 | Medium | 0.9422 | 1.0613
1723 | 7 | Apr-2026 | BCC-LFT-SHAFT-1505 | 15.05 | ALL-RISERS | Lifts & Escalators | EP-LFT-SHAFT | 18828477 | 420 | m³ | 44829.71 | 22 | 13.24 | 55.6257 | 2492890 | 13.24 | 55.6257 | 55.6257 | 2492890 | 2649546 | 2649546 | -156656 | 0 | 0.9409 | 1 | 20011207 | -1182730 | 14.07 | 544975 | 1700496 | 404075 | 0 | AMBER | 6.25 | Medium | 0.9412 | 1.0625
1724 | 8 | May-2026 | BCC-LFT-SHAFT-1505 | 15.05 | ALL-RISERS | Lifts & Escalators | EP-LFT-SHAFT | 18828477 | 420 | m³ | 44829.71 | 22 | 16.04 | 67.3837 | 3020088 | 16.04 | 67.3837 | 67.3837 | 3020088 | 3213017 | 3213017 | -192929 | 0 | 0.94 | 1 | 20030452 | -1201975 | 17.06 | 632635 | 2108922 | 471460 | 0 | AMBER | 6.36 | Medium | 0.9402 | 1.0636
1725 | 9 | Jun-2026 | BCC-LFT-SHAFT-1505 | 15.05 | ALL-RISERS | Lifts & Escalators | EP-LFT-SHAFT | 18828477 | 420 | m³ | 44829.71 | 22 | 17.72 | 74.404 | 3336406 | 17.72 | 74.404 | 74.404 | 3336406 | 3551539 | 3551539 | -215133 | 0 | 0.9394 | 1 | 20042992 | -1214515 | 18.86 | 743937 | 2271068 | 536535 | 0 | AMBER | 6.47 | Medium | 0.9392 | 1.0647
1726 | 10 | Jul-2026 | BCC-LFT-SHAFT-1505 | 15.05 | ALL-RISERS | Lifts & Escalators | EP-LFT-SHAFT | 18828477 | 420 | m³ | 44829.71 | 22 | 18.58 | 78.0468 | 3498331 | 18.58 | 78.0468 | 78.0468 | 3498331 | 3729392 | 3729392 | -231061 | 0 | 0.938 | 1 | 20072831 | -1244354 | 19.81 | 756262 | 2425127 | 548003 | 0 | AMBER | 6.59 | Medium | 0.9382 | 1.0659
1727 | 11 | Aug-2026 | BCC-LFT-SHAFT-1505 | 15.05 | ALL-RISERS | Lifts & Escalators | EP-LFT-SHAFT | 18828477 | 420 | m³ | 44829.71 | 22 | 29 | 79.8 | 5460258 | 19 | 79.8 | 79.8 | 3577411 | 3726469 | 3726469 | -149058 | -1882847 | 0.96 | 0.6552 | 19612996 | -784519 | 19.79 | 755515 | 2401909 | 569045 | 0 | GREEN | 4.17 | Low | 0.96 | 1.0417
1728 | 12 | Sep-2026 | BCC-LFT-SHAFT-1505 | 15.05 | ALL-RISERS | Lifts & Escalators | EP-LFT-SHAFT | 18828477 | 420 | m³ | 44829.71 | 22 | 25 | 105 | 4707119 | 25 | 105 | 105 | 4707119 | 4903249 | 4903249 | -196130 | 0 | 0.96 | 1 | 19612997 | -784520 | 26.04 | 919448 | 3268271 | 715530 | 0 | GREEN | 4.17 | Low | 0.96 | 1.0417
1729 | 1 | Oct-2025 | BCC-LFT-SHAFT-1506 | 15.06 | ALL-RISERS | Lifts & Escalators | EP-LFT-SHAFT | 135234 | 8 | No. | 16904.25 | 22 | 0 | 0 | 0 | 0 | 0 | 0 | 0 | 0 | 0 | 0 | 0 | - | - | 135234 | 0 | 0 | 0 | 0 | 0 | 0 | NOT STARTED | 0 | Low | - | 1
1730 | 2 | Nov-2025 | BCC-LFT-SHAFT-1506 | 15.06 | ALL-RISERS | Lifts & Escalators | EP-LFT-SHAFT | 135234 | 8 | No. | 16904.25 | 22 | 0.44 | 0.0352 | 59503 | 0.44 | 0.0352 | 0.0352 | 59503 | 618 | 618 | 58885 | 0 | 96.2832 | 1 | 1405 | 133829 | 0.46 | 122 | 405 | 90 | 0 | GREEN | 4.01 | Low | 0.9614 | 1.0402
1731 | 3 | Dec-2025 | BCC-LFT-SHAFT-1506 | 15.06 | ALL-RISERS | Lifts & Escalators | EP-LFT-SHAFT | 135234 | 8 | No. | 16904.25 | 22 | 1.35 | 0.1082 | 1826 | 1.35 | 0.1082 | 0.1082 | 1826 | 1905 | 1905 | -79 | 0 | 0.9585 | 1 | 141089 | -5855 | 1.41 | 419 | 1202 | 283 | 0 | GREEN | 4.12 | Low | 0.9604 | 1.0412
1732 | 4 | Jan-2026 | BCC-LFT-SHAFT-1506 | 15.06 | ALL-RISERS | Lifts & Escalators | EP-LFT-SHAFT | 135234 | 8 | No. | 16904.25 | 22 | 3.11 | 0.2489 | 4206 | 3.11 | 0.2489 | 0.2489 | 4206 | 4386 | 4386 | -180 | 0 | 0.959 | 1 | 141016 | -5782 | 3.24 | 881 | 2838 | 667 | 0 | GREEN | 4.22 | Low | 0.9595 | 1.0422
1733 | 5 | Feb-2026 | BCC-LFT-SHAFT-1506 | 15.06 | ALL-RISERS | Lifts & Escalators | EP-LFT-SHAFT | 135234 | 8 | No. | 16904.25 | 22 | 6.06 | 0.4847 | 8195 | 6.06 | 0.4847 | 0.4847 | 8195 | 8548 | 8548 | -353 | 0 | 0.9587 | 1 | 141060 | -5826 | 6.32 | 1557 | 5708 | 1284 | 0 | GREEN | 4.33 | Low | 0.9585 | 1.0433
1734 | 6 | Mar-2026 | BCC-LFT-SHAFT-1506 | 15.06 | ALL-RISERS | Lifts & Escalators | EP-LFT-SHAFT | 135234 | 8 | No. | 16904.25 | 22 | 10 | 0.8 | 13523 | 10 | 0.8 | 0.8 | 13523 | 14123 | 14123 | -600 | 0 | 0.9575 | 1 | 141236 | -6002 | 10.44 | 2632 | 9340 | 2151 | 0 | GREEN | 4.44 | Low | 0.9575 | 1.0444
1735 | 7 | Apr-2026 | BCC-LFT-SHAFT-1506 | 15.06 | ALL-RISERS | Lifts & Escalators | EP-LFT-SHAFT | 135234 | 8 | No. | 16904.25 | 22 | 13.94 | 1.1153 | 18852 | 13.94 | 1.1153 | 1.1153 | 18852 | 19710 | 19710 | -858 | 0 | 0.9565 | 1 | 141385 | -6151 | 14.57 | 3824 | 12945 | 2942 | 0 | GREEN | 4.55 | Low | 0.9565 | 1.0455
1736 | 8 | May-2026 | BCC-LFT-SHAFT-1506 | 15.06 | ALL-RISERS | Lifts & Escalators | EP-LFT-SHAFT | 135234 | 8 | No. | 16904.25 | 22 | 16.89 | 1.3511 | 22841 | 16.89 | 1.3511 | 1.3511 | 22841 | 23902 | 23902 | -1061 | 0 | 0.9556 | 1 | 141517 | -6283 | 17.67 | 4674 | 15648 | 3580 | 0 | GREEN | 4.66 | Low | 0.9555 | 1.0466
1737 | 9 | Jun-2026 | BCC-LFT-SHAFT-1506 | 15.06 | ALL-RISERS | Lifts & Escalators | EP-LFT-SHAFT | 135234 | 8 | No. | 16904.25 | 22 | 18.65 | 1.4918 | 25221 | 18.65 | 1.4918 | 1.4918 | 25221 | 26419 | 26419 | -1198 | 0 | 0.9547 | 1 | 141652 | -6418 | 19.54 | 5259 | 17126 | 4034 | 0 | GREEN | 4.77 | Low | 0.9545 | 1.0477
1738 | 10 | Jul-2026 | BCC-LFT-SHAFT-1506 | 15.06 | ALL-RISERS | Lifts & Escalators | EP-LFT-SHAFT | 135234 | 8 | No. | 16904.25 | 22 | 19.56 | 1.5648 | 26452 | 19.56 | 1.5648 | 1.5648 | 26452 | 27742 | 27742 | -1290 | 0 | 0.9535 | 1 | 141829 | -6595 | 20.51 | 5697 | 17848 | 4196 | 0 | GREEN | 4.88 | Low | 0.9535 | 1.0488
1739 | 11 | Aug-2026 | BCC-LFT-SHAFT-1506 | 15.06 | ALL-RISERS | Lifts & Escalators | EP-LFT-SHAFT | 135234 | 8 | No. | 16904.25 | 22 | 20 | 1.6 | 27047 | 20 | 1.6 | 1.6 | 27047 | 28174 | 28174 | -1127 | 0 | 0.96 | 1 | 140869 | -5635 | 20.83 | 6081 | 17957 | 4136 | 0 | GREEN | 4.17 | Low | 0.96 | 1.0417
1740 | 12 | Sep-2026 | BCC-LFT-SHAFT-1506 | 15.06 | ALL-RISERS | Lifts & Escalators | EP-LFT-SHAFT | 135234 | 8 | No. | 16904.25 | 22 | 31 | 2.48 | 41923 | 31 | 2.48 | 2.48 | 41923 | 43669 | 43669 | -1746 | 0 | 0.96 | 1 | 140868 | -5634 | 32.29 | 8054 | 28966 | 6649 | 0 | GREEN | 4.17 | Low | 0.96 | 1.0417
1741 | 1 | Oct-2025 | BCC-RCP-ROAD-1601 | 16.01 | EXTERNAL | Roads & Car Parkin | EP-RCP-ROAD | 48102 | 5200 | m² | 9.25 | 22 | 0 | 0 | 0 | 0 | 0 | 0 | 0 | 0 | 0 | 0 | 0 | - | - | 48102 | 0 | 0 | 0 | 0 | 0 | 0 | NOT STARTED | 0 | Low | - | 1
1742 | 2 | Nov-2025 | BCC-RCP-ROAD-1601 | 16.01 | EXTERNAL | Roads & Car Parkin | EP-RCP-ROAD | 48102 | 5200 | m² | 9.25 | 22 | 0 | 0 | 0 | 0 | 0 | 0 | 0 | 0 | 0 | 0 | 0 | - | - | 48102 | 0 | 0 | 0 | 0 | 0 | 0 | NOT STARTED | 0 | Low | - | 1
1743 | 3 | Dec-2025 | BCC-RCP-ROAD-1601 | 16.01 | EXTERNAL | Roads & Car Parkin | EP-RCP-ROAD | 48102 | 5200 | m² | 9.25 | 22 | 0 | 0 | 0 | 0 | 0 | 0 | 0 | 0 | 0 | 0 | 0 | - | - | 48102 | 0 | 0 | 0 | 0 | 0 | 0 | NOT STARTED | 0 | Low | - | 1
1744 | 4 | Jan-2026 | BCC-RCP-ROAD-1601 | 16.01 | EXTERNAL | Roads & Car Parkin | EP-RCP-ROAD | 48102 | 5200 | m² | 9.25 | 22 | 0 | 0 | 0 | 0 | 0 | 0 | 0 | 0 | 0 | 0 | 0 | - | - | 48102 | 0 | 0 | 0 | 0 | 0 | 0 | NOT STARTED | 0 | Low | - | 1
1745 | 5 | Feb-2026 | BCC-RCP-ROAD-1601 | 16.01 | EXTERNAL | Roads & Car Parkin | EP-RCP-ROAD | 48102 | 5200 | m² | 9.25 | 22 | 0 | 0 | 0 | 0 | 0 | 0 | 0 | 0 | 0 | 0 | 0 | - | - | 48102 | 0 | 0 | 0 | 0 | 0 | 0 | NOT STARTED | 0 | Low | - | 1
1746 | 6 | Mar-2026 | BCC-RCP-ROAD-1601 | 16.01 | EXTERNAL | Roads & Car Parkin | EP-RCP-ROAD | 48102 | 5200 | m² | 9.25 | 22 | 0 | 0 | 0 | 0 | 0 | 0 | 0 | 0 | 0 | 0 | 0 | - | - | 48102 | 0 | 0 | 0 | 0 | 0 | 0 | NOT STARTED | 0 | Low | - | 1
1747 | 7 | Apr-2026 | BCC-RCP-ROAD-1601 | 16.01 | EXTERNAL | Roads & Car Parkin | EP-RCP-ROAD | 48102 | 5200 | m² | 9.25 | 22 | 0 | 0 | 0 | 0 | 0 | 0 | 0 | 0 | 0 | 0 | 0 | - | - | 48102 | 0 | 0 | 0 | 0 | 0 | 0 | NOT STARTED | 0 | Low | - | 1
1748 | 8 | May-2026 | BCC-RCP-ROAD-1601 | 16.01 | EXTERNAL | Roads & Car Parkin | EP-RCP-ROAD | 48102 | 5200 | m² | 9.25 | 22 | 0 | 0 | 0 | 0 | 0 | 0 | 0 | 0 | 0 | 0 | 0 | - | - | 48102 | 0 | 0 | 0 | 0 | 0 | 0 | NOT STARTED | 0 | Low | - | 1
1749 | 9 | Jun-2026 | BCC-RCP-ROAD-1601 | 16.01 | EXTERNAL | Roads & Car Parkin | EP-RCP-ROAD | 48102 | 5200 | m² | 9.25 | 22 | 0 | 0 | 0 | 0 | 0 | 0 | 0 | 0 | 0 | 0 | 0 | - | - | 48102 | 0 | 0 | 0 | 0 | 0 | 0 | NOT STARTED | 0 | Low | - | 1
1750 | 10 | Jul-2026 | BCC-RCP-ROAD-1601 | 16.01 | EXTERNAL | Roads & Car Parkin | EP-RCP-ROAD | 48102 | 5200 | m² | 9.25 | 22 | 0 | 0 | 0 | 0 | 0 | 0 | 0 | 0 | 0 | 0 | 0 | - | - | 48102 | 0 | 0 | 0 | 0 | 0 | 0 | NOT STARTED | 0 | Low | - | 1
1751 | 11 | Aug-2026 | BCC-RCP-ROAD-1601 | 16.01 | EXTERNAL | Roads & Car Parkin | EP-RCP-ROAD | 48102 | 5200 | m² | 9.25 | 22 | 0 | 0 | 0 | 0 | 0 | 0 | 0 | 0 | 0 | 0 | 0 | - | - | 48102 | 0 | 0 | 0 | 0 | 0 | 0 | NOT STARTED | 0 | Low | - | 1
1752 | 12 | Sep-2026 | BCC-RCP-ROAD-1601 | 16.01 | EXTERNAL | Roads & Car Parkin | EP-RCP-ROAD | 48102 | 5200 | m² | 9.25 | 22 | 0 | 0 | 0 | 0 | 0 | 0 | 0 | 0 | 0 | 0 | 0 | - | - | 48102 | 0 | 0 | 0 | 0 | 0 | 0 | NOT STARTED | 0 | Low | - | 1
1753 | 1 | Oct-2025 | BCC-RCP-ROAD-1602 | 16.02 | EXTERNAL | Roads & Car Parkin | EP-RCP-ROAD | 142492 | 5200 | m² | 27.4 | 22 | 0 | 0 | 0 | 0 | 0 | 0 | 0 | 0 | 0 | 0 | 0 | - | - | 142492 | 0 | 0 | 0 | 0 | 0 | 0 | NOT STARTED | 0 | Low | - | 1
1754 | 2 | Nov-2025 | BCC-RCP-ROAD-1602 | 16.02 | EXTERNAL | Roads & Car Parkin | EP-RCP-ROAD | 142492 | 5200 | m² | 27.4 | 22 | 0 | 0 | 0 | 0 | 0 | 0 | 0 | 0 | 0 | 0 | 0 | - | - | 142492 | 0 | 0 | 0 | 0 | 0 | 0 | NOT STARTED | 0 | Low | - | 1
1755 | 3 | Dec-2025 | BCC-RCP-ROAD-1602 | 16.02 | EXTERNAL | Roads & Car Parkin | EP-RCP-ROAD | 142492 | 5200 | m² | 27.4 | 22 | 0 | 0 | 0 | 0 | 0 | 0 | 0 | 0 | 0 | 0 | 0 | - | - | 142492 | 0 | 0 | 0 | 0 | 0 | 0 | NOT STARTED | 0 | Low | - | 1
1756 | 4 | Jan-2026 | BCC-RCP-ROAD-1602 | 16.02 | EXTERNAL | Roads & Car Parkin | EP-RCP-ROAD | 142492 | 5200 | m² | 27.4 | 22 | 0 | 0 | 0 | 0 | 0 | 0 | 0 | 0 | 0 | 0 | 0 | - | - | 142492 | 0 | 0 | 0 | 0 | 0 | 0 | NOT STARTED | 0 | Low | - | 1
1757 | 5 | Feb-2026 | BCC-RCP-ROAD-1602 | 16.02 | EXTERNAL | Roads & Car Parkin | EP-RCP-ROAD | 142492 | 5200 | m² | 27.4 | 22 | 0 | 0 | 0 | 0 | 0 | 0 | 0 | 0 | 0 | 0 | 0 | - | - | 142492 | 0 | 0 | 0 | 0 | 0 | 0 | NOT STARTED | 0 | Low | - | 1
1758 | 6 | Mar-2026 | BCC-RCP-ROAD-1602 | 16.02 | EXTERNAL | Roads & Car Parkin | EP-RCP-ROAD | 142492 | 5200 | m² | 27.4 | 22 | 0 | 0 | 0 | 0 | 0 | 0 | 0 | 0 | 0 | 0 | 0 | - | - | 142492 | 0 | 0 | 0 | 0 | 0 | 0 | NOT STARTED | 0 | Low | - | 1
1759 | 7 | Apr-2026 | BCC-RCP-ROAD-1602 | 16.02 | EXTERNAL | Roads & Car Parkin | EP-RCP-ROAD | 142492 | 5200 | m² | 27.4 | 22 | 0 | 0 | 0 | 0 | 0 | 0 | 0 | 0 | 0 | 0 | 0 | - | - | 142492 | 0 | 0 | 0 | 0 | 0 | 0 | NOT STARTED | 0 | Low | - | 1
1760 | 8 | May-2026 | BCC-RCP-ROAD-1602 | 16.02 | EXTERNAL | Roads & Car Parkin | EP-RCP-ROAD | 142492 | 5200 | m² | 27.4 | 22 | 0 | 0 | 0 | 0 | 0 | 0 | 0 | 0 | 0 | 0 | 0 | - | - | 142492 | 0 | 0 | 0 | 0 | 0 | 0 | NOT STARTED | 0 | Low | - | 1
1761 | 9 | Jun-2026 | BCC-RCP-ROAD-1602 | 16.02 | EXTERNAL | Roads & Car Parkin | EP-RCP-ROAD | 142492 | 5200 | m² | 27.4 | 22 | 0 | 0 | 0 | 0 | 0 | 0 | 0 | 0 | 0 | 0 | 0 | - | - | 142492 | 0 | 0 | 0 | 0 | 0 | 0 | NOT STARTED | 0 | Low | - | 1
1762 | 10 | Jul-2026 | BCC-RCP-ROAD-1602 | 16.02 | EXTERNAL | Roads & Car Parkin | EP-RCP-ROAD | 142492 | 5200 | m² | 27.4 | 22 | 0 | 0 | 0 | 0 | 0 | 0 | 0 | 0 | 0 | 0 | 0 | - | - | 142492 | 0 | 0 | 0 | 0 | 0 | 0 | NOT STARTED | 0 | Low | - | 1
1763 | 11 | Aug-2026 | BCC-RCP-ROAD-1602 | 16.02 | EXTERNAL | Roads & Car Parkin | EP-RCP-ROAD | 142492 | 5200 | m² | 27.4 | 22 | 0 | 0 | 0 | 0 | 0 | 0 | 0 | 0 | 0 | 0 | 0 | - | - | 142492 | 0 | 0 | 0 | 0 | 0 | 0 | NOT STARTED | 0 | Low | - | 1
1764 | 12 | Sep-2026 | BCC-RCP-ROAD-1602 | 16.02 | EXTERNAL | Roads & Car Parkin | EP-RCP-ROAD | 142492 | 5200 | m² | 27.4 | 22 | 0 | 0 | 0 | 0 | 0 | 0 | 0 | 0 | 0 | 0 | 0 | - | - | 142492 | 0 | 0 | 0 | 0 | 0 | 0 | NOT STARTED | 0 | Low | - | 1
1765 | 1 | Oct-2025 | BCC-RCP-ROAD-1603 | 16.03 | EXTERNAL | Roads & Car Parkin | EP-RCP-ROAD | 264658 | 5200 | m² | 50.9 | 22 | 0 | 0 | 0 | 0 | 0 | 0 | 0 | 0 | 0 | 0 | 0 | - | - | 264658 | 0 | 0 | 0 | 0 | 0 | 0 | NOT STARTED | 0 | Low | - | 1
1766 | 2 | Nov-2025 | BCC-RCP-ROAD-1603 | 16.03 | EXTERNAL | Roads & Car Parkin | EP-RCP-ROAD | 264658 | 5200 | m² | 50.9 | 22 | 0 | 0 | 0 | 0 | 0 | 0 | 0 | 0 | 0 | 0 | 0 | - | - | 264658 | 0 | 0 | 0 | 0 | 0 | 0 | NOT STARTED | 0 | Low | - | 1
1767 | 3 | Dec-2025 | BCC-RCP-ROAD-1603 | 16.03 | EXTERNAL | Roads & Car Parkin | EP-RCP-ROAD | 264658 | 5200 | m² | 50.9 | 22 | 0 | 0 | 0 | 0 | 0 | 0 | 0 | 0 | 0 | 0 | 0 | - | - | 264658 | 0 | 0 | 0 | 0 | 0 | 0 | NOT STARTED | 0 | Low | - | 1
1768 | 4 | Jan-2026 | BCC-RCP-ROAD-1603 | 16.03 | EXTERNAL | Roads & Car Parkin | EP-RCP-ROAD | 264658 | 5200 | m² | 50.9 | 22 | 0 | 0 | 0 | 0 | 0 | 0 | 0 | 0 | 0 | 0 | 0 | - | - | 264658 | 0 | 0 | 0 | 0 | 0 | 0 | NOT STARTED | 0 | Low | - | 1
1769 | 5 | Feb-2026 | BCC-RCP-ROAD-1603 | 16.03 | EXTERNAL | Roads & Car Parkin | EP-RCP-ROAD | 264658 | 5200 | m² | 50.9 | 22 | 0 | 0 | 0 | 0 | 0 | 0 | 0 | 0 | 0 | 0 | 0 | - | - | 264658 | 0 | 0 | 0 | 0 | 0 | 0 | NOT STARTED | 0 | Low | - | 1
1770 | 6 | Mar-2026 | BCC-RCP-ROAD-1603 | 16.03 | EXTERNAL | Roads & Car Parkin | EP-RCP-ROAD | 264658 | 5200 | m² | 50.9 | 22 | 0 | 0 | 0 | 0 | 0 | 0 | 0 | 0 | 0 | 0 | 0 | - | - | 264658 | 0 | 0 | 0 | 0 | 0 | 0 | NOT STARTED | 0 | Low | - | 1
1771 | 7 | Apr-2026 | BCC-RCP-ROAD-1603 | 16.03 | EXTERNAL | Roads & Car Parkin | EP-RCP-ROAD | 264658 | 5200 | m² | 50.9 | 22 | 0 | 0 | 0 | 0 | 0 | 0 | 0 | 0 | 0 | 0 | 0 | - | - | 264658 | 0 | 0 | 0 | 0 | 0 | 0 | NOT STARTED | 0 | Low | - | 1
1772 | 8 | May-2026 | BCC-RCP-ROAD-1603 | 16.03 | EXTERNAL | Roads & Car Parkin | EP-RCP-ROAD | 264658 | 5200 | m² | 50.9 | 22 | 0 | 0 | 0 | 0 | 0 | 0 | 0 | 0 | 0 | 0 | 0 | - | - | 264658 | 0 | 0 | 0 | 0 | 0 | 0 | NOT STARTED | 0 | Low | - | 1
1773 | 9 | Jun-2026 | BCC-RCP-ROAD-1603 | 16.03 | EXTERNAL | Roads & Car Parkin | EP-RCP-ROAD | 264658 | 5200 | m² | 50.9 | 22 | 0 | 0 | 0 | 0 | 0 | 0 | 0 | 0 | 0 | 0 | 0 | - | - | 264658 | 0 | 0 | 0 | 0 | 0 | 0 | NOT STARTED | 0 | Low | - | 1
1774 | 10 | Jul-2026 | BCC-RCP-ROAD-1603 | 16.03 | EXTERNAL | Roads & Car Parkin | EP-RCP-ROAD | 264658 | 5200 | m² | 50.9 | 22 | 0 | 0 | 0 | 0 | 0 | 0 | 0 | 0 | 0 | 0 | 0 | - | - | 264658 | 0 | 0 | 0 | 0 | 0 | 0 | NOT STARTED | 0 | Low | - | 1
1775 | 11 | Aug-2026 | BCC-RCP-ROAD-1603 | 16.03 | EXTERNAL | Roads & Car Parkin | EP-RCP-ROAD | 264658 | 5200 | m² | 50.9 | 22 | 0 | 0 | 0 | 0 | 0 | 0 | 0 | 0 | 0 | 0 | 0 | - | - | 264658 | 0 | 0 | 0 | 0 | 0 | 0 | NOT STARTED | 0 | Low | - | 1
1776 | 12 | Sep-2026 | BCC-RCP-ROAD-1603 | 16.03 | EXTERNAL | Roads & Car Parkin | EP-RCP-ROAD | 264658 | 5200 | m² | 50.9 | 22 | 0 | 0 | 0 | 0 | 0 | 0 | 0 | 0 | 0 | 0 | 0 | - | - | 264658 | 0 | 0 | 0 | 0 | 0 | 0 | NOT STARTED | 0 | Low | - | 1
1777 | 1 | Oct-2025 | BCC-RCP-ROAD-1604 | 16.04 | EXTERNAL | Roads & Car Parkin | EP-RCP-ROAD | 264971 | 5200 | m² | 50.96 | 22 | 0 | 0 | 0 | 0 | 0 | 0 | 0 | 0 | 0 | 0 | 0 | - | - | 264971 | 0 | 0 | 0 | 0 | 0 | 0 | NOT STARTED | 0 | Low | - | 1
1778 | 2 | Nov-2025 | BCC-RCP-ROAD-1604 | 16.04 | EXTERNAL | Roads & Car Parkin | EP-RCP-ROAD | 264971 | 5200 | m² | 50.96 | 22 | 0 | 0 | 0 | 0 | 0 | 0 | 0 | 0 | 0 | 0 | 0 | - | - | 264971 | 0 | 0 | 0 | 0 | 0 | 0 | NOT STARTED | 0 | Low | - | 1
1779 | 3 | Dec-2025 | BCC-RCP-ROAD-1604 | 16.04 | EXTERNAL | Roads & Car Parkin | EP-RCP-ROAD | 264971 | 5200 | m² | 50.96 | 22 | 0 | 0 | 0 | 0 | 0 | 0 | 0 | 0 | 0 | 0 | 0 | - | - | 264971 | 0 | 0 | 0 | 0 | 0 | 0 | NOT STARTED | 0 | Low | - | 1
1780 | 4 | Jan-2026 | BCC-RCP-ROAD-1604 | 16.04 | EXTERNAL | Roads & Car Parkin | EP-RCP-ROAD | 264971 | 5200 | m² | 50.96 | 22 | 0 | 0 | 0 | 0 | 0 | 0 | 0 | 0 | 0 | 0 | 0 | - | - | 264971 | 0 | 0 | 0 | 0 | 0 | 0 | NOT STARTED | 0 | Low | - | 1
1781 | 5 | Feb-2026 | BCC-RCP-ROAD-1604 | 16.04 | EXTERNAL | Roads & Car Parkin | EP-RCP-ROAD | 264971 | 5200 | m² | 50.96 | 22 | 0 | 0 | 0 | 0 | 0 | 0 | 0 | 0 | 0 | 0 | 0 | - | - | 264971 | 0 | 0 | 0 | 0 | 0 | 0 | NOT STARTED | 0 | Low | - | 1
1782 | 6 | Mar-2026 | BCC-RCP-ROAD-1604 | 16.04 | EXTERNAL | Roads & Car Parkin | EP-RCP-ROAD | 264971 | 5200 | m² | 50.96 | 22 | 0 | 0 | 0 | 0 | 0 | 0 | 0 | 0 | 0 | 0 | 0 | - | - | 264971 | 0 | 0 | 0 | 0 | 0 | 0 | NOT STARTED | 0 | Low | - | 1
1783 | 7 | Apr-2026 | BCC-RCP-ROAD-1604 | 16.04 | EXTERNAL | Roads & Car Parkin | EP-RCP-ROAD | 264971 | 5200 | m² | 50.96 | 22 | 0 | 0 | 0 | 0 | 0 | 0 | 0 | 0 | 0 | 0 | 0 | - | - | 264971 | 0 | 0 | 0 | 0 | 0 | 0 | NOT STARTED | 0 | Low | - | 1
1784 | 8 | May-2026 | BCC-RCP-ROAD-1604 | 16.04 | EXTERNAL | Roads & Car Parkin | EP-RCP-ROAD | 264971 | 5200 | m² | 50.96 | 22 | 0 | 0 | 0 | 0 | 0 | 0 | 0 | 0 | 0 | 0 | 0 | - | - | 264971 | 0 | 0 | 0 | 0 | 0 | 0 | NOT STARTED | 0 | Low | - | 1
1785 | 9 | Jun-2026 | BCC-RCP-ROAD-1604 | 16.04 | EXTERNAL | Roads & Car Parkin | EP-RCP-ROAD | 264971 | 5200 | m² | 50.96 | 22 | 0 | 0 | 0 | 0 | 0 | 0 | 0 | 0 | 0 | 0 | 0 | - | - | 264971 | 0 | 0 | 0 | 0 | 0 | 0 | NOT STARTED | 0 | Low | - | 1
1786 | 10 | Jul-2026 | BCC-RCP-ROAD-1604 | 16.04 | EXTERNAL | Roads & Car Parkin | EP-RCP-ROAD | 264971 | 5200 | m² | 50.96 | 22 | 0 | 0 | 0 | 0 | 0 | 0 | 0 | 0 | 0 | 0 | 0 | - | - | 264971 | 0 | 0 | 0 | 0 | 0 | 0 | NOT STARTED | 0 | Low | - | 1
1787 | 11 | Aug-2026 | BCC-RCP-ROAD-1604 | 16.04 | EXTERNAL | Roads & Car Parkin | EP-RCP-ROAD | 264971 | 5200 | m² | 50.96 | 22 | 0 | 0 | 0 | 0 | 0 | 0 | 0 | 0 | 0 | 0 | 0 | - | - | 264971 | 0 | 0 | 0 | 0 | 0 | 0 | NOT STARTED | 0 | Low | - | 1
1788 | 12 | Sep-2026 | BCC-RCP-ROAD-1604 | 16.04 | EXTERNAL | Roads & Car Parkin | EP-RCP-ROAD | 264971 | 5200 | m² | 50.96 | 22 | 2 | 104 | 5299 | 2 | 104 | 104 | 5299 | 5520 | 5520 | -221 | 0 | 0.96 | 1 | 276012 | -11041 | 2.08 | 1203 | 3506 | 811 | 0 | GREEN | 4.17 | Low | 0.96 | 1.0417
1789 | 1 | Oct-2025 | BCC-RCP-ROAD-1605 | 16.05 | EXTERNAL | Roads & Car Parkin | EP-RCP-ROAD | 152566 | 680 | lin.m | 224.36 | 22 | 0 | 0 | 0 | 0 | 0 | 0 | 0 | 0 | 0 | 0 | 0 | - | - | 152566 | 0 | 0 | 0 | 0 | 0 | 0 | NOT STARTED | 0 | Low | - | 1
1790 | 2 | Nov-2025 | BCC-RCP-ROAD-1605 | 16.05 | EXTERNAL | Roads & Car Parkin | EP-RCP-ROAD | 152566 | 680 | lin.m | 224.36 | 22 | 0 | 0 | 0 | 0 | 0 | 0 | 0 | 0 | 0 | 0 | 0 | - | - | 152566 | 0 | 0 | 0 | 0 | 0 | 0 | NOT STARTED | 0 | Low | - | 1
1791 | 3 | Dec-2025 | BCC-RCP-ROAD-1605 | 16.05 | EXTERNAL | Roads & Car Parkin | EP-RCP-ROAD | 152566 | 680 | lin.m | 224.36 | 22 | 0 | 0 | 0 | 0 | 0 | 0 | 0 | 0 | 0 | 0 | 0 | - | - | 152566 | 0 | 0 | 0 | 0 | 0 | 0 | NOT STARTED | 0 | Low | - | 1
1792 | 4 | Jan-2026 | BCC-RCP-ROAD-1605 | 16.05 | EXTERNAL | Roads & Car Parkin | EP-RCP-ROAD | 152566 | 680 | lin.m | 224.36 | 22 | 0 | 0 | 0 | 0 | 0 | 0 | 0 | 0 | 0 | 0 | 0 | - | - | 152566 | 0 | 0 | 0 | 0 | 0 | 0 | NOT STARTED | 0 | Low | - | 1
1793 | 5 | Feb-2026 | BCC-RCP-ROAD-1605 | 16.05 | EXTERNAL | Roads & Car Parkin | EP-RCP-ROAD | 152566 | 680 | lin.m | 224.36 | 22 | 0 | 0 | 0 | 0 | 0 | 0 | 0 | 0 | 0 | 0 | 0 | - | - | 152566 | 0 | 0 | 0 | 0 | 0 | 0 | NOT STARTED | 0 | Low | - | 1
1794 | 6 | Mar-2026 | BCC-RCP-ROAD-1605 | 16.05 | EXTERNAL | Roads & Car Parkin | EP-RCP-ROAD | 152566 | 680 | lin.m | 224.36 | 22 | 0 | 0 | 0 | 0 | 0 | 0 | 0 | 0 | 0 | 0 | 0 | - | - | 152566 | 0 | 0 | 0 | 0 | 0 | 0 | NOT STARTED | 0 | Low | - | 1
1795 | 7 | Apr-2026 | BCC-RCP-ROAD-1605 | 16.05 | EXTERNAL | Roads & Car Parkin | EP-RCP-ROAD | 152566 | 680 | lin.m | 224.36 | 22 | 0 | 0 | 0 | 0 | 0 | 0 | 0 | 0 | 0 | 0 | 0 | - | - | 152566 | 0 | 0 | 0 | 0 | 0 | 0 | NOT STARTED | 0 | Low | - | 1
1796 | 8 | May-2026 | BCC-RCP-ROAD-1605 | 16.05 | EXTERNAL | Roads & Car Parkin | EP-RCP-ROAD | 152566 | 680 | lin.m | 224.36 | 22 | 0 | 0 | 0 | 0 | 0 | 0 | 0 | 0 | 0 | 0 | 0 | - | - | 152566 | 0 | 0 | 0 | 0 | 0 | 0 | NOT STARTED | 0 | Low | - | 1
1797 | 9 | Jun-2026 | BCC-RCP-ROAD-1605 | 16.05 | EXTERNAL | Roads & Car Parkin | EP-RCP-ROAD | 152566 | 680 | lin.m | 224.36 | 22 | 0 | 0 | 0 | 0 | 0 | 0 | 0 | 0 | 0 | 0 | 0 | - | - | 152566 | 0 | 0 | 0 | 0 | 0 | 0 | NOT STARTED | 0 | Low | - | 1
1798 | 10 | Jul-2026 | BCC-RCP-ROAD-1605 | 16.05 | EXTERNAL | Roads & Car Parkin | EP-RCP-ROAD | 152566 | 680 | lin.m | 224.36 | 22 | 0 | 0 | 0 | 0 | 0 | 0 | 0 | 0 | 0 | 0 | 0 | - | - | 152566 | 0 | 0 | 0 | 0 | 0 | 0 | NOT STARTED | 0 | Low | - | 1
1799 | 11 | Aug-2026 | BCC-RCP-ROAD-1605 | 16.05 | EXTERNAL | Roads & Car Parkin | EP-RCP-ROAD | 152566 | 680 | lin.m | 224.36 | 22 | 0 | 0 | 0 | 0 | 0 | 0 | 0 | 0 | 0 | 0 | 0 | - | - | 152566 | 0 | 0 | 0 | 0 | 0 | 0 | NOT STARTED | 0 | Low | - | 1
1800 | 12 | Sep-2026 | BCC-RCP-ROAD-1605 | 16.05 | EXTERNAL | Roads & Car Parkin | EP-RCP-ROAD | 152566 | 680 | lin.m | 224.36 | 22 | 1 | 6.8 | 152566 | 1 | 6.8 | 6.8 | 152566 | 1589 | 1589 | 150977 | 0 | 96.0138 | 1 | 1589 | 150977 | 1.04 | 302 | 1047 | 240 | 0 | GREEN | 4.19 | Low | 0.9598 | 1.0419
1801 | 1 | Oct-2025 | BCC-RCP-MARK-1606 | 16.06 | EXTERNAL | Roads & Car Parkin | EP-RCP-MARK | 39095 | 2400 | lin.m | 16.29 | 22 | 0 | 0 | 0 | 0 | 0 | 0 | 0 | 0 | 0 | 0 | 0 | - | - | 39095 | 0 | 0 | 0 | 0 | 0 | 0 | NOT STARTED | 0 | Low | - | 1
1802 | 2 | Nov-2025 | BCC-RCP-MARK-1606 | 16.06 | EXTERNAL | Roads & Car Parkin | EP-RCP-MARK | 39095 | 2400 | lin.m | 16.29 | 22 | 0 | 0 | 0 | 0 | 0 | 0 | 0 | 0 | 0 | 0 | 0 | - | - | 39095 | 0 | 0 | 0 | 0 | 0 | 0 | NOT STARTED | 0 | Low | - | 1
1803 | 3 | Dec-2025 | BCC-RCP-MARK-1606 | 16.06 | EXTERNAL | Roads & Car Parkin | EP-RCP-MARK | 39095 | 2400 | lin.m | 16.29 | 22 | 0 | 0 | 0 | 0 | 0 | 0 | 0 | 0 | 0 | 0 | 0 | - | - | 39095 | 0 | 0 | 0 | 0 | 0 | 0 | NOT STARTED | 0 | Low | - | 1
1804 | 4 | Jan-2026 | BCC-RCP-MARK-1606 | 16.06 | EXTERNAL | Roads & Car Parkin | EP-RCP-MARK | 39095 | 2400 | lin.m | 16.29 | 22 | 0 | 0 | 0 | 0 | 0 | 0 | 0 | 0 | 0 | 0 | 0 | - | - | 39095 | 0 | 0 | 0 | 0 | 0 | 0 | NOT STARTED | 0 | Low | - | 1
1805 | 5 | Feb-2026 | BCC-RCP-MARK-1606 | 16.06 | EXTERNAL | Roads & Car Parkin | EP-RCP-MARK | 39095 | 2400 | lin.m | 16.29 | 22 | 0 | 0 | 0 | 0 | 0 | 0 | 0 | 0 | 0 | 0 | 0 | - | - | 39095 | 0 | 0 | 0 | 0 | 0 | 0 | NOT STARTED | 0 | Low | - | 1
1806 | 6 | Mar-2026 | BCC-RCP-MARK-1606 | 16.06 | EXTERNAL | Roads & Car Parkin | EP-RCP-MARK | 39095 | 2400 | lin.m | 16.29 | 22 | 0 | 0 | 0 | 0 | 0 | 0 | 0 | 0 | 0 | 0 | 0 | - | - | 39095 | 0 | 0 | 0 | 0 | 0 | 0 | NOT STARTED | 0 | Low | - | 1
1807 | 7 | Apr-2026 | BCC-RCP-MARK-1606 | 16.06 | EXTERNAL | Roads & Car Parkin | EP-RCP-MARK | 39095 | 2400 | lin.m | 16.29 | 22 | 0 | 0 | 0 | 0 | 0 | 0 | 0 | 0 | 0 | 0 | 0 | - | - | 39095 | 0 | 0 | 0 | 0 | 0 | 0 | NOT STARTED | 0 | Low | - | 1
1808 | 8 | May-2026 | BCC-RCP-MARK-1606 | 16.06 | EXTERNAL | Roads & Car Parkin | EP-RCP-MARK | 39095 | 2400 | lin.m | 16.29 | 22 | 0 | 0 | 0 | 0 | 0 | 0 | 0 | 0 | 0 | 0 | 0 | - | - | 39095 | 0 | 0 | 0 | 0 | 0 | 0 | NOT STARTED | 0 | Low | - | 1
1809 | 9 | Jun-2026 | BCC-RCP-MARK-1606 | 16.06 | EXTERNAL | Roads & Car Parkin | EP-RCP-MARK | 39095 | 2400 | lin.m | 16.29 | 22 | 0 | 0 | 0 | 0 | 0 | 0 | 0 | 0 | 0 | 0 | 0 | - | - | 39095 | 0 | 0 | 0 | 0 | 0 | 0 | NOT STARTED | 0 | Low | - | 1
1810 | 10 | Jul-2026 | BCC-RCP-MARK-1606 | 16.06 | EXTERNAL | Roads & Car Parkin | EP-RCP-MARK | 39095 | 2400 | lin.m | 16.29 | 22 | 0 | 0 | 0 | 0 | 0 | 0 | 0 | 0 | 0 | 0 | 0 | - | - | 39095 | 0 | 0 | 0 | 0 | 0 | 0 | NOT STARTED | 0 | Low | - | 1
1811 | 11 | Aug-2026 | BCC-RCP-MARK-1606 | 16.06 | EXTERNAL | Roads & Car Parkin | EP-RCP-MARK | 39095 | 2400 | lin.m | 16.29 | 22 | 0 | 0 | 0 | 0 | 0 | 0 | 0 | 0 | 0 | 0 | 0 | - | - | 39095 | 0 | 0 | 0 | 0 | 0 | 0 | NOT STARTED | 0 | Low | - | 1
1812 | 12 | Sep-2026 | BCC-RCP-MARK-1606 | 16.06 | EXTERNAL | Roads & Car Parkin | EP-RCP-MARK | 39095 | 2400 | lin.m | 16.29 | 22 | 0 | 0 | 0 | 0 | 0 | 0 | 0 | 0 | 0 | 0 | 0 | - | - | 39095 | 0 | 0 | 0 | 0 | 0 | 0 | NOT STARTED | 0 | Low | - | 1
1813 | 1 | Oct-2025 | BCC-RCP-PARK-1607 | 16.07 | EXTERNAL | Roads & Car Parkin | EP-RCP-PARK | 16253 | 185 | bay | 87.86 | 22 | 0 | 0 | 0 | 0 | 0 | 0 | 0 | 0 | 0 | 0 | 0 | - | - | 16253 | 0 | 0 | 0 | 0 | 0 | 0 | NOT STARTED | 0 | Low | - | 1
1814 | 2 | Nov-2025 | BCC-RCP-PARK-1607 | 16.07 | EXTERNAL | Roads & Car Parkin | EP-RCP-PARK | 16253 | 185 | bay | 87.86 | 22 | 0 | 0 | 0 | 0 | 0 | 0 | 0 | 0 | 0 | 0 | 0 | - | - | 16253 | 0 | 0 | 0 | 0 | 0 | 0 | NOT STARTED | 0 | Low | - | 1
1815 | 3 | Dec-2025 | BCC-RCP-PARK-1607 | 16.07 | EXTERNAL | Roads & Car Parkin | EP-RCP-PARK | 16253 | 185 | bay | 87.86 | 22 | 0 | 0 | 0 | 0 | 0 | 0 | 0 | 0 | 0 | 0 | 0 | - | - | 16253 | 0 | 0 | 0 | 0 | 0 | 0 | NOT STARTED | 0 | Low | - | 1
1816 | 4 | Jan-2026 | BCC-RCP-PARK-1607 | 16.07 | EXTERNAL | Roads & Car Parkin | EP-RCP-PARK | 16253 | 185 | bay | 87.86 | 22 | 0 | 0 | 0 | 0 | 0 | 0 | 0 | 0 | 0 | 0 | 0 | - | - | 16253 | 0 | 0 | 0 | 0 | 0 | 0 | NOT STARTED | 0 | Low | - | 1
1817 | 5 | Feb-2026 | BCC-RCP-PARK-1607 | 16.07 | EXTERNAL | Roads & Car Parkin | EP-RCP-PARK | 16253 | 185 | bay | 87.86 | 22 | 0 | 0 | 0 | 0 | 0 | 0 | 0 | 0 | 0 | 0 | 0 | - | - | 16253 | 0 | 0 | 0 | 0 | 0 | 0 | NOT STARTED | 0 | Low | - | 1
1818 | 6 | Mar-2026 | BCC-RCP-PARK-1607 | 16.07 | EXTERNAL | Roads & Car Parkin | EP-RCP-PARK | 16253 | 185 | bay | 87.86 | 22 | 0 | 0 | 0 | 0 | 0 | 0 | 0 | 0 | 0 | 0 | 0 | - | - | 16253 | 0 | 0 | 0 | 0 | 0 | 0 | NOT STARTED | 0 | Low | - | 1
1819 | 7 | Apr-2026 | BCC-RCP-PARK-1607 | 16.07 | EXTERNAL | Roads & Car Parkin | EP-RCP-PARK | 16253 | 185 | bay | 87.86 | 22 | 0 | 0 | 0 | 0 | 0 | 0 | 0 | 0 | 0 | 0 | 0 | - | - | 16253 | 0 | 0 | 0 | 0 | 0 | 0 | NOT STARTED | 0 | Low | - | 1
1820 | 8 | May-2026 | BCC-RCP-PARK-1607 | 16.07 | EXTERNAL | Roads & Car Parkin | EP-RCP-PARK | 16253 | 185 | bay | 87.86 | 22 | 0 | 0 | 0 | 0 | 0 | 0 | 0 | 0 | 0 | 0 | 0 | - | - | 16253 | 0 | 0 | 0 | 0 | 0 | 0 | NOT STARTED | 0 | Low | - | 1
1821 | 9 | Jun-2026 | BCC-RCP-PARK-1607 | 16.07 | EXTERNAL | Roads & Car Parkin | EP-RCP-PARK | 16253 | 185 | bay | 87.86 | 22 | 0 | 0 | 0 | 0 | 0 | 0 | 0 | 0 | 0 | 0 | 0 | - | - | 16253 | 0 | 0 | 0 | 0 | 0 | 0 | NOT STARTED | 0 | Low | - | 1
1822 | 10 | Jul-2026 | BCC-RCP-PARK-1607 | 16.07 | EXTERNAL | Roads & Car Parkin | EP-RCP-PARK | 16253 | 185 | bay | 87.86 | 22 | 0 | 0 | 0 | 0 | 0 | 0 | 0 | 0 | 0 | 0 | 0 | - | - | 16253 | 0 | 0 | 0 | 0 | 0 | 0 | NOT STARTED | 0 | Low | - | 1
1823 | 11 | Aug-2026 | BCC-RCP-PARK-1607 | 16.07 | EXTERNAL | Roads & Car Parkin | EP-RCP-PARK | 16253 | 185 | bay | 87.86 | 22 | 0 | 0 | 0 | 0 | 0 | 0 | 0 | 0 | 0 | 0 | 0 | - | - | 16253 | 0 | 0 | 0 | 0 | 0 | 0 | NOT STARTED | 0 | Low | - | 1
1824 | 12 | Sep-2026 | BCC-RCP-PARK-1607 | 16.07 | EXTERNAL | Roads & Car Parkin | EP-RCP-PARK | 16253 | 185 | bay | 87.86 | 22 | 0 | 0 | 0 | 0 | 0 | 0 | 0 | 0 | 0 | 0 | 0 | - | - | 16253 | 0 | 0 | 0 | 0 | 0 | 0 | NOT STARTED | 0 | Low | - | 1
1825 | 1 | Oct-2025 | BCC-RCP-PARK-1608 | 16.08 | EXTERNAL | Roads & Car Parkin | EP-RCP-PARK | 37540 | 185 | No. | 202.92 | 22 | 0 | 0 | 0 | 0 | 0 | 0 | 0 | 0 | 0 | 0 | 0 | - | - | 37540 | 0 | 0 | 0 | 0 | 0 | 0 | NOT STARTED | 0 | Low | - | 1
1826 | 2 | Nov-2025 | BCC-RCP-PARK-1608 | 16.08 | EXTERNAL | Roads & Car Parkin | EP-RCP-PARK | 37540 | 185 | No. | 202.92 | 22 | 0 | 0 | 0 | 0 | 0 | 0 | 0 | 0 | 0 | 0 | 0 | - | - | 37540 | 0 | 0 | 0 | 0 | 0 | 0 | NOT STARTED | 0 | Low | - | 1
1827 | 3 | Dec-2025 | BCC-RCP-PARK-1608 | 16.08 | EXTERNAL | Roads & Car Parkin | EP-RCP-PARK | 37540 | 185 | No. | 202.92 | 22 | 0 | 0 | 0 | 0 | 0 | 0 | 0 | 0 | 0 | 0 | 0 | - | - | 37540 | 0 | 0 | 0 | 0 | 0 | 0 | NOT STARTED | 0 | Low | - | 1
1828 | 4 | Jan-2026 | BCC-RCP-PARK-1608 | 16.08 | EXTERNAL | Roads & Car Parkin | EP-RCP-PARK | 37540 | 185 | No. | 202.92 | 22 | 0 | 0 | 0 | 0 | 0 | 0 | 0 | 0 | 0 | 0 | 0 | - | - | 37540 | 0 | 0 | 0 | 0 | 0 | 0 | NOT STARTED | 0 | Low | - | 1
1829 | 5 | Feb-2026 | BCC-RCP-PARK-1608 | 16.08 | EXTERNAL | Roads & Car Parkin | EP-RCP-PARK | 37540 | 185 | No. | 202.92 | 22 | 0 | 0 | 0 | 0 | 0 | 0 | 0 | 0 | 0 | 0 | 0 | - | - | 37540 | 0 | 0 | 0 | 0 | 0 | 0 | NOT STARTED | 0 | Low | - | 1
1830 | 6 | Mar-2026 | BCC-RCP-PARK-1608 | 16.08 | EXTERNAL | Roads & Car Parkin | EP-RCP-PARK | 37540 | 185 | No. | 202.92 | 22 | 0 | 0 | 0 | 0 | 0 | 0 | 0 | 0 | 0 | 0 | 0 | - | - | 37540 | 0 | 0 | 0 | 0 | 0 | 0 | NOT STARTED | 0 | Low | - | 1
1831 | 7 | Apr-2026 | BCC-RCP-PARK-1608 | 16.08 | EXTERNAL | Roads & Car Parkin | EP-RCP-PARK | 37540 | 185 | No. | 202.92 | 22 | 0 | 0 | 0 | 0 | 0 | 0 | 0 | 0 | 0 | 0 | 0 | - | - | 37540 | 0 | 0 | 0 | 0 | 0 | 0 | NOT STARTED | 0 | Low | - | 1
1832 | 8 | May-2026 | BCC-RCP-PARK-1608 | 16.08 | EXTERNAL | Roads & Car Parkin | EP-RCP-PARK | 37540 | 185 | No. | 202.92 | 22 | 0 | 0 | 0 | 0 | 0 | 0 | 0 | 0 | 0 | 0 | 0 | - | - | 37540 | 0 | 0 | 0 | 0 | 0 | 0 | NOT STARTED | 0 | Low | - | 1
1833 | 9 | Jun-2026 | BCC-RCP-PARK-1608 | 16.08 | EXTERNAL | Roads & Car Parkin | EP-RCP-PARK | 37540 | 185 | No. | 202.92 | 22 | 0 | 0 | 0 | 0 | 0 | 0 | 0 | 0 | 0 | 0 | 0 | - | - | 37540 | 0 | 0 | 0 | 0 | 0 | 0 | NOT STARTED | 0 | Low | - | 1
1834 | 10 | Jul-2026 | BCC-RCP-PARK-1608 | 16.08 | EXTERNAL | Roads & Car Parkin | EP-RCP-PARK | 37540 | 185 | No. | 202.92 | 22 | 0 | 0 | 0 | 0 | 0 | 0 | 0 | 0 | 0 | 0 | 0 | - | - | 37540 | 0 | 0 | 0 | 0 | 0 | 0 | NOT STARTED | 0 | Low | - | 1
1835 | 11 | Aug-2026 | BCC-RCP-PARK-1608 | 16.08 | EXTERNAL | Roads & Car Parkin | EP-RCP-PARK | 37540 | 185 | No. | 202.92 | 22 | 1 | 0 | 37540 | 0 | 0 | 0 | 0 | 0 | 0 | 0 | -37540 | - | - | 37540 | 0 | 0 | 0 | 0 | 0 | 0 | NOT STARTED | 0 | Low | - | 1
1836 | 12 | Sep-2026 | BCC-RCP-PARK-1608 | 16.08 | EXTERNAL | Roads & Car Parkin | EP-RCP-PARK | 37540 | 185 | No. | 202.92 | 22 | 1 | 1.85 | 37540 | 1 | 1.85 | 1.85 | 37540 | 391 | 391 | 37149 | 0 | 96.0102 | 1 | 391 | 37149 | 1.04 | 77 | 256 | 58 | 0 | GREEN | 4.1 | Low | 0.9606 | 1.041
1837 | 1 | Oct-2025 | BCC-RCP-PARK-1609 | 16.09 | EXTERNAL | Roads & Car Parkin | EP-RCP-PARK | 405597 | 4 | No. | 101399.25 | 22 | 0 | 0 | 0 | 0 | 0 | 0 | 0 | 0 | 0 | 0 | 0 | - | - | 405597 | 0 | 0 | 0 | 0 | 0 | 0 | NOT STARTED | 0 | Low | - | 1
1838 | 2 | Nov-2025 | BCC-RCP-PARK-1609 | 16.09 | EXTERNAL | Roads & Car Parkin | EP-RCP-PARK | 405597 | 4 | No. | 101399.25 | 22 | 0 | 0 | 0 | 0 | 0 | 0 | 0 | 0 | 0 | 0 | 0 | - | - | 405597 | 0 | 0 | 0 | 0 | 0 | 0 | NOT STARTED | 0 | Low | - | 1
1839 | 3 | Dec-2025 | BCC-RCP-PARK-1609 | 16.09 | EXTERNAL | Roads & Car Parkin | EP-RCP-PARK | 405597 | 4 | No. | 101399.25 | 22 | 0 | 0 | 0 | 0 | 0 | 0 | 0 | 0 | 0 | 0 | 0 | - | - | 405597 | 0 | 0 | 0 | 0 | 0 | 0 | NOT STARTED | 0 | Low | - | 1
1840 | 4 | Jan-2026 | BCC-RCP-PARK-1609 | 16.09 | EXTERNAL | Roads & Car Parkin | EP-RCP-PARK | 405597 | 4 | No. | 101399.25 | 22 | 0 | 0 | 0 | 0 | 0 | 0 | 0 | 0 | 0 | 0 | 0 | - | - | 405597 | 0 | 0 | 0 | 0 | 0 | 0 | NOT STARTED | 0 | Low | - | 1
1841 | 5 | Feb-2026 | BCC-RCP-PARK-1609 | 16.09 | EXTERNAL | Roads & Car Parkin | EP-RCP-PARK | 405597 | 4 | No. | 101399.25 | 22 | 0 | 0 | 0 | 0 | 0 | 0 | 0 | 0 | 0 | 0 | 0 | - | - | 405597 | 0 | 0 | 0 | 0 | 0 | 0 | NOT STARTED | 0 | Low | - | 1
1842 | 6 | Mar-2026 | BCC-RCP-PARK-1609 | 16.09 | EXTERNAL | Roads & Car Parkin | EP-RCP-PARK | 405597 | 4 | No. | 101399.25 | 22 | 0 | 0 | 0 | 0 | 0 | 0 | 0 | 0 | 0 | 0 | 0 | - | - | 405597 | 0 | 0 | 0 | 0 | 0 | 0 | NOT STARTED | 0 | Low | - | 1
1843 | 7 | Apr-2026 | BCC-RCP-PARK-1609 | 16.09 | EXTERNAL | Roads & Car Parkin | EP-RCP-PARK | 405597 | 4 | No. | 101399.25 | 22 | 0 | 0 | 0 | 0 | 0 | 0 | 0 | 0 | 0 | 0 | 0 | - | - | 405597 | 0 | 0 | 0 | 0 | 0 | 0 | NOT STARTED | 0 | Low | - | 1
1844 | 8 | May-2026 | BCC-RCP-PARK-1609 | 16.09 | EXTERNAL | Roads & Car Parkin | EP-RCP-PARK | 405597 | 4 | No. | 101399.25 | 22 | 0 | 0 | 0 | 0 | 0 | 0 | 0 | 0 | 0 | 0 | 0 | - | - | 405597 | 0 | 0 | 0 | 0 | 0 | 0 | NOT STARTED | 0 | Low | - | 1
1845 | 9 | Jun-2026 | BCC-RCP-PARK-1609 | 16.09 | EXTERNAL | Roads & Car Parkin | EP-RCP-PARK | 405597 | 4 | No. | 101399.25 | 22 | 0 | 0 | 0 | 0 | 0 | 0 | 0 | 0 | 0 | 0 | 0 | - | - | 405597 | 0 | 0 | 0 | 0 | 0 | 0 | NOT STARTED | 0 | Low | - | 1
1846 | 10 | Jul-2026 | BCC-RCP-PARK-1609 | 16.09 | EXTERNAL | Roads & Car Parkin | EP-RCP-PARK | 405597 | 4 | No. | 101399.25 | 22 | 0 | 0 | 0 | 0 | 0 | 0 | 0 | 0 | 0 | 0 | 0 | - | - | 405597 | 0 | 0 | 0 | 0 | 0 | 0 | NOT STARTED | 0 | Low | - | 1
1847 | 11 | Aug-2026 | BCC-RCP-PARK-1609 | 16.09 | EXTERNAL | Roads & Car Parkin | EP-RCP-PARK | 405597 | 4 | No. | 101399.25 | 22 | 2 | 0 | 8112 | 0 | 0 | 0 | 0 | 0 | 0 | 0 | -8112 | - | - | 405597 | 0 | 0 | 0 | 0 | 0 | 0 | NOT STARTED | 0 | Low | - | 1
1848 | 12 | Sep-2026 | BCC-RCP-PARK-1609 | 16.09 | EXTERNAL | Roads & Car Parkin | EP-RCP-PARK | 405597 | 4 | No. | 101399.25 | 22 | 2 | 0.08 | 8112 | 2 | 0.08 | 0.08 | 8112 | 8450 | 8450 | -338 | 0 | 0.96 | 1 | 422497 | -16900 | 2.08 | 1770 | 5392 | 1288 | 0 | GREEN | 4.17 | Low | 0.96 | 1.0417
1849 | 1 | Oct-2025 | BCC-LSC-SOIL-1701 | 17.01 | EXTERNAL | Landscaping | EP-LSC-SOIL | 201068 | 1200 | m³ | 167.56 | 20 | 0 | 0 | 0 | 0 | 0 | 0 | 0 | 0 | 0 | 0 | 0 | - | - | 201068 | 0 | 0 | 0 | 0 | 0 | 0 | NOT STARTED | 0 | Low | - | 1
1850 | 2 | Nov-2025 | BCC-LSC-SOIL-1701 | 17.01 | EXTERNAL | Landscaping | EP-LSC-SOIL | 201068 | 1200 | m³ | 167.56 | 20 | 0 | 0 | 0 | 0 | 0 | 0 | 0 | 0 | 0 | 0 | 0 | - | - | 201068 | 0 | 0 | 0 | 0 | 0 | 0 | NOT STARTED | 0 | Low | - | 1
1851 | 3 | Dec-2025 | BCC-LSC-SOIL-1701 | 17.01 | EXTERNAL | Landscaping | EP-LSC-SOIL | 201068 | 1200 | m³ | 167.56 | 20 | 0 | 0 | 0 | 0 | 0 | 0 | 0 | 0 | 0 | 0 | 0 | - | - | 201068 | 0 | 0 | 0 | 0 | 0 | 0 | NOT STARTED | 0 | Low | - | 1
1852 | 4 | Jan-2026 | BCC-LSC-SOIL-1701 | 17.01 | EXTERNAL | Landscaping | EP-LSC-SOIL | 201068 | 1200 | m³ | 167.56 | 20 | 0 | 0 | 0 | 0 | 0 | 0 | 0 | 0 | 0 | 0 | 0 | - | - | 201068 | 0 | 0 | 0 | 0 | 0 | 0 | NOT STARTED | 0 | Low | - | 1
1853 | 5 | Feb-2026 | BCC-LSC-SOIL-1701 | 17.01 | EXTERNAL | Landscaping | EP-LSC-SOIL | 201068 | 1200 | m³ | 167.56 | 20 | 0 | 0 | 0 | 0 | 0 | 0 | 0 | 0 | 0 | 0 | 0 | - | - | 201068 | 0 | 0 | 0 | 0 | 0 | 0 | NOT STARTED | 0 | Low | - | 1
1854 | 6 | Mar-2026 | BCC-LSC-SOIL-1701 | 17.01 | EXTERNAL | Landscaping | EP-LSC-SOIL | 201068 | 1200 | m³ | 167.56 | 20 | 0 | 0 | 0 | 0 | 0 | 0 | 0 | 0 | 0 | 0 | 0 | - | - | 201068 | 0 | 0 | 0 | 0 | 0 | 0 | NOT STARTED | 0 | Low | - | 1
1855 | 7 | Apr-2026 | BCC-LSC-SOIL-1701 | 17.01 | EXTERNAL | Landscaping | EP-LSC-SOIL | 201068 | 1200 | m³ | 167.56 | 20 | 0 | 0 | 0 | 0 | 0 | 0 | 0 | 0 | 0 | 0 | 0 | - | - | 201068 | 0 | 0 | 0 | 0 | 0 | 0 | NOT STARTED | 0 | Low | - | 1
1856 | 8 | May-2026 | BCC-LSC-SOIL-1701 | 17.01 | EXTERNAL | Landscaping | EP-LSC-SOIL | 201068 | 1200 | m³ | 167.56 | 20 | 0 | 0 | 0 | 0 | 0 | 0 | 0 | 0 | 0 | 0 | 0 | - | - | 201068 | 0 | 0 | 0 | 0 | 0 | 0 | NOT STARTED | 0 | Low | - | 1
1857 | 9 | Jun-2026 | BCC-LSC-SOIL-1701 | 17.01 | EXTERNAL | Landscaping | EP-LSC-SOIL | 201068 | 1200 | m³ | 167.56 | 20 | 0 | 0 | 0 | 0 | 0 | 0 | 0 | 0 | 0 | 0 | 0 | - | - | 201068 | 0 | 0 | 0 | 0 | 0 | 0 | NOT STARTED | 0 | Low | - | 1
1858 | 10 | Jul-2026 | BCC-LSC-SOIL-1701 | 17.01 | EXTERNAL | Landscaping | EP-LSC-SOIL | 201068 | 1200 | m³ | 167.56 | 20 | 0 | 0 | 0 | 0 | 0 | 0 | 0 | 0 | 0 | 0 | 0 | - | - | 201068 | 0 | 0 | 0 | 0 | 0 | 0 | NOT STARTED | 0 | Low | - | 1
1859 | 11 | Aug-2026 | BCC-LSC-SOIL-1701 | 17.01 | EXTERNAL | Landscaping | EP-LSC-SOIL | 201068 | 1200 | m³ | 167.56 | 20 | 0 | 0 | 0 | 0 | 0 | 0 | 0 | 0 | 0 | 0 | 0 | - | - | 201068 | 0 | 0 | 0 | 0 | 0 | 0 | NOT STARTED | 0 | Low | - | 1
1860 | 12 | Sep-2026 | BCC-LSC-SOIL-1701 | 17.01 | EXTERNAL | Landscaping | EP-LSC-SOIL | 201068 | 1200 | m³ | 167.56 | 20 | 0 | 0 | 0 | 0 | 0 | 0 | 0 | 0 | 0 | 0 | 0 | - | - | 201068 | 0 | 0 | 0 | 0 | 0 | 0 | NOT STARTED | 0 | Low | - | 1
1861 | 1 | Oct-2025 | BCC-LSC-SOIL-1702 | 17.02 | EXTERNAL | Landscaping | EP-LSC-SOIL | 216102 | 850 | lin.m | 254.24 | 20 | 0 | 0 | 0 | 0 | 0 | 0 | 0 | 0 | 0 | 0 | 0 | - | - | 216102 | 0 | 0 | 0 | 0 | 0 | 0 | NOT STARTED | 0 | Low | - | 1
1862 | 2 | Nov-2025 | BCC-LSC-SOIL-1702 | 17.02 | EXTERNAL | Landscaping | EP-LSC-SOIL | 216102 | 850 | lin.m | 254.24 | 20 | 0 | 0 | 0 | 0 | 0 | 0 | 0 | 0 | 0 | 0 | 0 | - | - | 216102 | 0 | 0 | 0 | 0 | 0 | 0 | NOT STARTED | 0 | Low | - | 1
1863 | 3 | Dec-2025 | BCC-LSC-SOIL-1702 | 17.02 | EXTERNAL | Landscaping | EP-LSC-SOIL | 216102 | 850 | lin.m | 254.24 | 20 | 0 | 0 | 0 | 0 | 0 | 0 | 0 | 0 | 0 | 0 | 0 | - | - | 216102 | 0 | 0 | 0 | 0 | 0 | 0 | NOT STARTED | 0 | Low | - | 1
1864 | 4 | Jan-2026 | BCC-LSC-SOIL-1702 | 17.02 | EXTERNAL | Landscaping | EP-LSC-SOIL | 216102 | 850 | lin.m | 254.24 | 20 | 0 | 0 | 0 | 0 | 0 | 0 | 0 | 0 | 0 | 0 | 0 | - | - | 216102 | 0 | 0 | 0 | 0 | 0 | 0 | NOT STARTED | 0 | Low | - | 1
1865 | 5 | Feb-2026 | BCC-LSC-SOIL-1702 | 17.02 | EXTERNAL | Landscaping | EP-LSC-SOIL | 216102 | 850 | lin.m | 254.24 | 20 | 0 | 0 | 0 | 0 | 0 | 0 | 0 | 0 | 0 | 0 | 0 | - | - | 216102 | 0 | 0 | 0 | 0 | 0 | 0 | NOT STARTED | 0 | Low | - | 1
1866 | 6 | Mar-2026 | BCC-LSC-SOIL-1702 | 17.02 | EXTERNAL | Landscaping | EP-LSC-SOIL | 216102 | 850 | lin.m | 254.24 | 20 | 0 | 0 | 0 | 0 | 0 | 0 | 0 | 0 | 0 | 0 | 0 | - | - | 216102 | 0 | 0 | 0 | 0 | 0 | 0 | NOT STARTED | 0 | Low | - | 1
1867 | 7 | Apr-2026 | BCC-LSC-SOIL-1702 | 17.02 | EXTERNAL | Landscaping | EP-LSC-SOIL | 216102 | 850 | lin.m | 254.24 | 20 | 0 | 0 | 0 | 0 | 0 | 0 | 0 | 0 | 0 | 0 | 0 | - | - | 216102 | 0 | 0 | 0 | 0 | 0 | 0 | NOT STARTED | 0 | Low | - | 1
1868 | 8 | May-2026 | BCC-LSC-SOIL-1702 | 17.02 | EXTERNAL | Landscaping | EP-LSC-SOIL | 216102 | 850 | lin.m | 254.24 | 20 | 0 | 0 | 0 | 0 | 0 | 0 | 0 | 0 | 0 | 0 | 0 | - | - | 216102 | 0 | 0 | 0 | 0 | 0 | 0 | NOT STARTED | 0 | Low | - | 1
1869 | 9 | Jun-2026 | BCC-LSC-SOIL-1702 | 17.02 | EXTERNAL | Landscaping | EP-LSC-SOIL | 216102 | 850 | lin.m | 254.24 | 20 | 0 | 0 | 0 | 0 | 0 | 0 | 0 | 0 | 0 | 0 | 0 | - | - | 216102 | 0 | 0 | 0 | 0 | 0 | 0 | NOT STARTED | 0 | Low | - | 1
1870 | 10 | Jul-2026 | BCC-LSC-SOIL-1702 | 17.02 | EXTERNAL | Landscaping | EP-LSC-SOIL | 216102 | 850 | lin.m | 254.24 | 20 | 0 | 0 | 0 | 0 | 0 | 0 | 0 | 0 | 0 | 0 | 0 | - | - | 216102 | 0 | 0 | 0 | 0 | 0 | 0 | NOT STARTED | 0 | Low | - | 1
1871 | 11 | Aug-2026 | BCC-LSC-SOIL-1702 | 17.02 | EXTERNAL | Landscaping | EP-LSC-SOIL | 216102 | 850 | lin.m | 254.24 | 20 | 0 | 0 | 0 | 0 | 0 | 0 | 0 | 0 | 0 | 0 | 0 | - | - | 216102 | 0 | 0 | 0 | 0 | 0 | 0 | NOT STARTED | 0 | Low | - | 1
1872 | 12 | Sep-2026 | BCC-LSC-SOIL-1702 | 17.02 | EXTERNAL | Landscaping | EP-LSC-SOIL | 216102 | 850 | lin.m | 254.24 | 20 | 0 | 0 | 0 | 0 | 0 | 0 | 0 | 0 | 0 | 0 | 0 | - | - | 216102 | 0 | 0 | 0 | 0 | 0 | 0 | NOT STARTED | 0 | Low | - | 1
1873 | 1 | Oct-2025 | BCC-LSC-PLANT-1703 | 17.03 | EXTERNAL | Landscaping | EP-LSC-PLANT | 77461 | 45 | No. | 1721.36 | 20 | 0 | 0 | 0 | 0 | 0 | 0 | 0 | 0 | 0 | 0 | 0 | - | - | 77461 | 0 | 0 | 0 | 0 | 0 | 0 | NOT STARTED | 0 | Low | - | 1
1874 | 2 | Nov-2025 | BCC-LSC-PLANT-1703 | 17.03 | EXTERNAL | Landscaping | EP-LSC-PLANT | 77461 | 45 | No. | 1721.36 | 20 | 0 | 0 | 0 | 0 | 0 | 0 | 0 | 0 | 0 | 0 | 0 | - | - | 77461 | 0 | 0 | 0 | 0 | 0 | 0 | NOT STARTED | 0 | Low | - | 1
1875 | 3 | Dec-2025 | BCC-LSC-PLANT-1703 | 17.03 | EXTERNAL | Landscaping | EP-LSC-PLANT | 77461 | 45 | No. | 1721.36 | 20 | 0 | 0 | 0 | 0 | 0 | 0 | 0 | 0 | 0 | 0 | 0 | - | - | 77461 | 0 | 0 | 0 | 0 | 0 | 0 | NOT STARTED | 0 | Low | - | 1
1876 | 4 | Jan-2026 | BCC-LSC-PLANT-1703 | 17.03 | EXTERNAL | Landscaping | EP-LSC-PLANT | 77461 | 45 | No. | 1721.36 | 20 | 0 | 0 | 0 | 0 | 0 | 0 | 0 | 0 | 0 | 0 | 0 | - | - | 77461 | 0 | 0 | 0 | 0 | 0 | 0 | NOT STARTED | 0 | Low | - | 1
1877 | 5 | Feb-2026 | BCC-LSC-PLANT-1703 | 17.03 | EXTERNAL | Landscaping | EP-LSC-PLANT | 77461 | 45 | No. | 1721.36 | 20 | 0 | 0 | 0 | 0 | 0 | 0 | 0 | 0 | 0 | 0 | 0 | - | - | 77461 | 0 | 0 | 0 | 0 | 0 | 0 | NOT STARTED | 0 | Low | - | 1
1878 | 6 | Mar-2026 | BCC-LSC-PLANT-1703 | 17.03 | EXTERNAL | Landscaping | EP-LSC-PLANT | 77461 | 45 | No. | 1721.36 | 20 | 0 | 0 | 0 | 0 | 0 | 0 | 0 | 0 | 0 | 0 | 0 | - | - | 77461 | 0 | 0 | 0 | 0 | 0 | 0 | NOT STARTED | 0 | Low | - | 1
1879 | 7 | Apr-2026 | BCC-LSC-PLANT-1703 | 17.03 | EXTERNAL | Landscaping | EP-LSC-PLANT | 77461 | 45 | No. | 1721.36 | 20 | 0 | 0 | 0 | 0 | 0 | 0 | 0 | 0 | 0 | 0 | 0 | - | - | 77461 | 0 | 0 | 0 | 0 | 0 | 0 | NOT STARTED | 0 | Low | - | 1
1880 | 8 | May-2026 | BCC-LSC-PLANT-1703 | 17.03 | EXTERNAL | Landscaping | EP-LSC-PLANT | 77461 | 45 | No. | 1721.36 | 20 | 0 | 0 | 0 | 0 | 0 | 0 | 0 | 0 | 0 | 0 | 0 | - | - | 77461 | 0 | 0 | 0 | 0 | 0 | 0 | NOT STARTED | 0 | Low | - | 1
1881 | 9 | Jun-2026 | BCC-LSC-PLANT-1703 | 17.03 | EXTERNAL | Landscaping | EP-LSC-PLANT | 77461 | 45 | No. | 1721.36 | 20 | 0 | 0 | 0 | 0 | 0 | 0 | 0 | 0 | 0 | 0 | 0 | - | - | 77461 | 0 | 0 | 0 | 0 | 0 | 0 | NOT STARTED | 0 | Low | - | 1
1882 | 10 | Jul-2026 | BCC-LSC-PLANT-1703 | 17.03 | EXTERNAL | Landscaping | EP-LSC-PLANT | 77461 | 45 | No. | 1721.36 | 20 | 0 | 0 | 0 | 0 | 0 | 0 | 0 | 0 | 0 | 0 | 0 | - | - | 77461 | 0 | 0 | 0 | 0 | 0 | 0 | NOT STARTED | 0 | Low | - | 1
1883 | 11 | Aug-2026 | BCC-LSC-PLANT-1703 | 17.03 | EXTERNAL | Landscaping | EP-LSC-PLANT | 77461 | 45 | No. | 1721.36 | 20 | 0 | 0 | 0 | 0 | 0 | 0 | 0 | 0 | 0 | 0 | 0 | - | - | 77461 | 0 | 0 | 0 | 0 | 0 | 0 | NOT STARTED | 0 | Low | - | 1
1884 | 12 | Sep-2026 | BCC-LSC-PLANT-1703 | 17.03 | EXTERNAL | Landscaping | EP-LSC-PLANT | 77461 | 45 | No. | 1721.36 | 20 | 1 | 0.45 | 77461 | 1 | 0.45 | 0.45 | 77461 | 807 | 807 | 76654 | 0 | 95.9864 | 1 | 807 | 76654 | 1.04 | 160 | 523 | 124 | 0 | GREEN | 4.17 | Low | 0.96 | 1.0417
1885 | 1 | Oct-2025 | BCC-LSC-PLANT-1704 | 17.04 | EXTERNAL | Landscaping | EP-LSC-PLANT | 73651 | 380 | No. | 193.82 | 20 | 0 | 0 | 0 | 0 | 0 | 0 | 0 | 0 | 0 | 0 | 0 | - | - | 73651 | 0 | 0 | 0 | 0 | 0 | 0 | NOT STARTED | 0 | Low | - | 1
1886 | 2 | Nov-2025 | BCC-LSC-PLANT-1704 | 17.04 | EXTERNAL | Landscaping | EP-LSC-PLANT | 73651 | 380 | No. | 193.82 | 20 | 0 | 0 | 0 | 0 | 0 | 0 | 0 | 0 | 0 | 0 | 0 | - | - | 73651 | 0 | 0 | 0 | 0 | 0 | 0 | NOT STARTED | 0 | Low | - | 1
1887 | 3 | Dec-2025 | BCC-LSC-PLANT-1704 | 17.04 | EXTERNAL | Landscaping | EP-LSC-PLANT | 73651 | 380 | No. | 193.82 | 20 | 0 | 0 | 0 | 0 | 0 | 0 | 0 | 0 | 0 | 0 | 0 | - | - | 73651 | 0 | 0 | 0 | 0 | 0 | 0 | NOT STARTED | 0 | Low | - | 1
1888 | 4 | Jan-2026 | BCC-LSC-PLANT-1704 | 17.04 | EXTERNAL | Landscaping | EP-LSC-PLANT | 73651 | 380 | No. | 193.82 | 20 | 0 | 0 | 0 | 0 | 0 | 0 | 0 | 0 | 0 | 0 | 0 | - | - | 73651 | 0 | 0 | 0 | 0 | 0 | 0 | NOT STARTED | 0 | Low | - | 1
1889 | 5 | Feb-2026 | BCC-LSC-PLANT-1704 | 17.04 | EXTERNAL | Landscaping | EP-LSC-PLANT | 73651 | 380 | No. | 193.82 | 20 | 0 | 0 | 0 | 0 | 0 | 0 | 0 | 0 | 0 | 0 | 0 | - | - | 73651 | 0 | 0 | 0 | 0 | 0 | 0 | NOT STARTED | 0 | Low | - | 1
1890 | 6 | Mar-2026 | BCC-LSC-PLANT-1704 | 17.04 | EXTERNAL | Landscaping | EP-LSC-PLANT | 73651 | 380 | No. | 193.82 | 20 | 0 | 0 | 0 | 0 | 0 | 0 | 0 | 0 | 0 | 0 | 0 | - | - | 73651 | 0 | 0 | 0 | 0 | 0 | 0 | NOT STARTED | 0 | Low | - | 1
1891 | 7 | Apr-2026 | BCC-LSC-PLANT-1704 | 17.04 | EXTERNAL | Landscaping | EP-LSC-PLANT | 73651 | 380 | No. | 193.82 | 20 | 0 | 0 | 0 | 0 | 0 | 0 | 0 | 0 | 0 | 0 | 0 | - | - | 73651 | 0 | 0 | 0 | 0 | 0 | 0 | NOT STARTED | 0 | Low | - | 1
1892 | 8 | May-2026 | BCC-LSC-PLANT-1704 | 17.04 | EXTERNAL | Landscaping | EP-LSC-PLANT | 73651 | 380 | No. | 193.82 | 20 | 0 | 0 | 0 | 0 | 0 | 0 | 0 | 0 | 0 | 0 | 0 | - | - | 73651 | 0 | 0 | 0 | 0 | 0 | 0 | NOT STARTED | 0 | Low | - | 1
1893 | 9 | Jun-2026 | BCC-LSC-PLANT-1704 | 17.04 | EXTERNAL | Landscaping | EP-LSC-PLANT | 73651 | 380 | No. | 193.82 | 20 | 0 | 0 | 0 | 0 | 0 | 0 | 0 | 0 | 0 | 0 | 0 | - | - | 73651 | 0 | 0 | 0 | 0 | 0 | 0 | NOT STARTED | 0 | Low | - | 1
1894 | 10 | Jul-2026 | BCC-LSC-PLANT-1704 | 17.04 | EXTERNAL | Landscaping | EP-LSC-PLANT | 73651 | 380 | No. | 193.82 | 20 | 0 | 0 | 0 | 0 | 0 | 0 | 0 | 0 | 0 | 0 | 0 | - | - | 73651 | 0 | 0 | 0 | 0 | 0 | 0 | NOT STARTED | 0 | Low | - | 1
1895 | 11 | Aug-2026 | BCC-LSC-PLANT-1704 | 17.04 | EXTERNAL | Landscaping | EP-LSC-PLANT | 73651 | 380 | No. | 193.82 | 20 | 0 | 0 | 0 | 0 | 0 | 0 | 0 | 0 | 0 | 0 | 0 | - | - | 73651 | 0 | 0 | 0 | 0 | 0 | 0 | NOT STARTED | 0 | Low | - | 1
1896 | 12 | Sep-2026 | BCC-LSC-PLANT-1704 | 17.04 | EXTERNAL | Landscaping | EP-LSC-PLANT | 73651 | 380 | No. | 193.82 | 20 | 0 | 0 | 0 | 0 | 0 | 0 | 0 | 0 | 0 | 0 | 0 | - | - | 73651 | 0 | 0 | 0 | 0 | 0 | 0 | NOT STARTED | 0 | Low | - | 1
1897 | 1 | Oct-2025 | BCC-LSC-PLANT-1705 | 17.05 | EXTERNAL | Landscaping | EP-LSC-PLANT | 196535 | 3800 | m² | 51.72 | 20 | 0 | 0 | 0 | 0 | 0 | 0 | 0 | 0 | 0 | 0 | 0 | - | - | 196535 | 0 | 0 | 0 | 0 | 0 | 0 | NOT STARTED | 0 | Low | - | 1
1898 | 2 | Nov-2025 | BCC-LSC-PLANT-1705 | 17.05 | EXTERNAL | Landscaping | EP-LSC-PLANT | 196535 | 3800 | m² | 51.72 | 20 | 0 | 0 | 0 | 0 | 0 | 0 | 0 | 0 | 0 | 0 | 0 | - | - | 196535 | 0 | 0 | 0 | 0 | 0 | 0 | NOT STARTED | 0 | Low | - | 1
1899 | 3 | Dec-2025 | BCC-LSC-PLANT-1705 | 17.05 | EXTERNAL | Landscaping | EP-LSC-PLANT | 196535 | 3800 | m² | 51.72 | 20 | 0 | 0 | 0 | 0 | 0 | 0 | 0 | 0 | 0 | 0 | 0 | - | - | 196535 | 0 | 0 | 0 | 0 | 0 | 0 | NOT STARTED | 0 | Low | - | 1
1900 | 4 | Jan-2026 | BCC-LSC-PLANT-1705 | 17.05 | EXTERNAL | Landscaping | EP-LSC-PLANT | 196535 | 3800 | m² | 51.72 | 20 | 0 | 0 | 0 | 0 | 0 | 0 | 0 | 0 | 0 | 0 | 0 | - | - | 196535 | 0 | 0 | 0 | 0 | 0 | 0 | NOT STARTED | 0 | Low | - | 1
1901 | 5 | Feb-2026 | BCC-LSC-PLANT-1705 | 17.05 | EXTERNAL | Landscaping | EP-LSC-PLANT | 196535 | 3800 | m² | 51.72 | 20 | 0 | 0 | 0 | 0 | 0 | 0 | 0 | 0 | 0 | 0 | 0 | - | - | 196535 | 0 | 0 | 0 | 0 | 0 | 0 | NOT STARTED | 0 | Low | - | 1
1902 | 6 | Mar-2026 | BCC-LSC-PLANT-1705 | 17.05 | EXTERNAL | Landscaping | EP-LSC-PLANT | 196535 | 3800 | m² | 51.72 | 20 | 0 | 0 | 0 | 0 | 0 | 0 | 0 | 0 | 0 | 0 | 0 | - | - | 196535 | 0 | 0 | 0 | 0 | 0 | 0 | NOT STARTED | 0 | Low | - | 1
1903 | 7 | Apr-2026 | BCC-LSC-PLANT-1705 | 17.05 | EXTERNAL | Landscaping | EP-LSC-PLANT | 196535 | 3800 | m² | 51.72 | 20 | 0 | 0 | 0 | 0 | 0 | 0 | 0 | 0 | 0 | 0 | 0 | - | - | 196535 | 0 | 0 | 0 | 0 | 0 | 0 | NOT STARTED | 0 | Low | - | 1
1904 | 8 | May-2026 | BCC-LSC-PLANT-1705 | 17.05 | EXTERNAL | Landscaping | EP-LSC-PLANT | 196535 | 3800 | m² | 51.72 | 20 | 0 | 0 | 0 | 0 | 0 | 0 | 0 | 0 | 0 | 0 | 0 | - | - | 196535 | 0 | 0 | 0 | 0 | 0 | 0 | NOT STARTED | 0 | Low | - | 1
1905 | 9 | Jun-2026 | BCC-LSC-PLANT-1705 | 17.05 | EXTERNAL | Landscaping | EP-LSC-PLANT | 196535 | 3800 | m² | 51.72 | 20 | 0 | 0 | 0 | 0 | 0 | 0 | 0 | 0 | 0 | 0 | 0 | - | - | 196535 | 0 | 0 | 0 | 0 | 0 | 0 | NOT STARTED | 0 | Low | - | 1
1906 | 10 | Jul-2026 | BCC-LSC-PLANT-1705 | 17.05 | EXTERNAL | Landscaping | EP-LSC-PLANT | 196535 | 3800 | m² | 51.72 | 20 | 0 | 0 | 0 | 0 | 0 | 0 | 0 | 0 | 0 | 0 | 0 | - | - | 196535 | 0 | 0 | 0 | 0 | 0 | 0 | NOT STARTED | 0 | Low | - | 1
1907 | 11 | Aug-2026 | BCC-LSC-PLANT-1705 | 17.05 | EXTERNAL | Landscaping | EP-LSC-PLANT | 196535 | 3800 | m² | 51.72 | 20 | 0 | 0 | 0 | 0 | 0 | 0 | 0 | 0 | 0 | 0 | 0 | - | - | 196535 | 0 | 0 | 0 | 0 | 0 | 0 | NOT STARTED | 0 | Low | - | 1
1908 | 12 | Sep-2026 | BCC-LSC-PLANT-1705 | 17.05 | EXTERNAL | Landscaping | EP-LSC-PLANT | 196535 | 3800 | m² | 51.72 | 20 | 0 | 0 | 0 | 0 | 0 | 0 | 0 | 0 | 0 | 0 | 0 | - | - | 196535 | 0 | 0 | 0 | 0 | 0 | 0 | NOT STARTED | 0 | Low | - | 1
1909 | 1 | Oct-2025 | BCC-LSC-PLANT-1706 | 17.06 | EXTERNAL | Landscaping | EP-LSC-PLANT | 61302 | 1800 | m² | 34.06 | 20 | 0 | 0 | 0 | 0 | 0 | 0 | 0 | 0 | 0 | 0 | 0 | - | - | 61302 | 0 | 0 | 0 | 0 | 0 | 0 | NOT STARTED | 0 | Low | - | 1
1910 | 2 | Nov-2025 | BCC-LSC-PLANT-1706 | 17.06 | EXTERNAL | Landscaping | EP-LSC-PLANT | 61302 | 1800 | m² | 34.06 | 20 | 0 | 0 | 0 | 0 | 0 | 0 | 0 | 0 | 0 | 0 | 0 | - | - | 61302 | 0 | 0 | 0 | 0 | 0 | 0 | NOT STARTED | 0 | Low | - | 1
1911 | 3 | Dec-2025 | BCC-LSC-PLANT-1706 | 17.06 | EXTERNAL | Landscaping | EP-LSC-PLANT | 61302 | 1800 | m² | 34.06 | 20 | 0 | 0 | 0 | 0 | 0 | 0 | 0 | 0 | 0 | 0 | 0 | - | - | 61302 | 0 | 0 | 0 | 0 | 0 | 0 | NOT STARTED | 0 | Low | - | 1
1912 | 4 | Jan-2026 | BCC-LSC-PLANT-1706 | 17.06 | EXTERNAL | Landscaping | EP-LSC-PLANT | 61302 | 1800 | m² | 34.06 | 20 | 0 | 0 | 0 | 0 | 0 | 0 | 0 | 0 | 0 | 0 | 0 | - | - | 61302 | 0 | 0 | 0 | 0 | 0 | 0 | NOT STARTED | 0 | Low | - | 1
1913 | 5 | Feb-2026 | BCC-LSC-PLANT-1706 | 17.06 | EXTERNAL | Landscaping | EP-LSC-PLANT | 61302 | 1800 | m² | 34.06 | 20 | 0 | 0 | 0 | 0 | 0 | 0 | 0 | 0 | 0 | 0 | 0 | - | - | 61302 | 0 | 0 | 0 | 0 | 0 | 0 | NOT STARTED | 0 | Low | - | 1
1914 | 6 | Mar-2026 | BCC-LSC-PLANT-1706 | 17.06 | EXTERNAL | Landscaping | EP-LSC-PLANT | 61302 | 1800 | m² | 34.06 | 20 | 0 | 0 | 0 | 0 | 0 | 0 | 0 | 0 | 0 | 0 | 0 | - | - | 61302 | 0 | 0 | 0 | 0 | 0 | 0 | NOT STARTED | 0 | Low | - | 1
1915 | 7 | Apr-2026 | BCC-LSC-PLANT-1706 | 17.06 | EXTERNAL | Landscaping | EP-LSC-PLANT | 61302 | 1800 | m² | 34.06 | 20 | 0 | 0 | 0 | 0 | 0 | 0 | 0 | 0 | 0 | 0 | 0 | - | - | 61302 | 0 | 0 | 0 | 0 | 0 | 0 | NOT STARTED | 0 | Low | - | 1
1916 | 8 | May-2026 | BCC-LSC-PLANT-1706 | 17.06 | EXTERNAL | Landscaping | EP-LSC-PLANT | 61302 | 1800 | m² | 34.06 | 20 | 0 | 0 | 0 | 0 | 0 | 0 | 0 | 0 | 0 | 0 | 0 | - | - | 61302 | 0 | 0 | 0 | 0 | 0 | 0 | NOT STARTED | 0 | Low | - | 1
1917 | 9 | Jun-2026 | BCC-LSC-PLANT-1706 | 17.06 | EXTERNAL | Landscaping | EP-LSC-PLANT | 61302 | 1800 | m² | 34.06 | 20 | 0 | 0 | 0 | 0 | 0 | 0 | 0 | 0 | 0 | 0 | 0 | - | - | 61302 | 0 | 0 | 0 | 0 | 0 | 0 | NOT STARTED | 0 | Low | - | 1
1918 | 10 | Jul-2026 | BCC-LSC-PLANT-1706 | 17.06 | EXTERNAL | Landscaping | EP-LSC-PLANT | 61302 | 1800 | m² | 34.06 | 20 | 0 | 0 | 0 | 0 | 0 | 0 | 0 | 0 | 0 | 0 | 0 | - | - | 61302 | 0 | 0 | 0 | 0 | 0 | 0 | NOT STARTED | 0 | Low | - | 1
1919 | 11 | Aug-2026 | BCC-LSC-PLANT-1706 | 17.06 | EXTERNAL | Landscaping | EP-LSC-PLANT | 61302 | 1800 | m² | 34.06 | 20 | 0 | 0 | 0 | 0 | 0 | 0 | 0 | 0 | 0 | 0 | 0 | - | - | 61302 | 0 | 0 | 0 | 0 | 0 | 0 | NOT STARTED | 0 | Low | - | 1
1920 | 12 | Sep-2026 | BCC-LSC-PLANT-1706 | 17.06 | EXTERNAL | Landscaping | EP-LSC-PLANT | 61302 | 1800 | m² | 34.06 | 20 | 0 | 0 | 0 | 0 | 0 | 0 | 0 | 0 | 0 | 0 | 0 | - | - | 61302 | 0 | 0 | 0 | 0 | 0 | 0 | NOT STARTED | 0 | Low | - | 1
1921 | 1 | Oct-2025 | BCC-LSC-IRR-1707 | 17.07 | EXTERNAL | Landscaping | EP-LSC-IRR | 211469 | 2800 | m² | 75.52 | 20 | 0 | 0 | 0 | 0 | 0 | 0 | 0 | 0 | 0 | 0 | 0 | - | - | 211469 | 0 | 0 | 0 | 0 | 0 | 0 | NOT STARTED | 0 | Low | - | 1
1922 | 2 | Nov-2025 | BCC-LSC-IRR-1707 | 17.07 | EXTERNAL | Landscaping | EP-LSC-IRR | 211469 | 2800 | m² | 75.52 | 20 | 0 | 0 | 0 | 0 | 0 | 0 | 0 | 0 | 0 | 0 | 0 | - | - | 211469 | 0 | 0 | 0 | 0 | 0 | 0 | NOT STARTED | 0 | Low | - | 1
1923 | 3 | Dec-2025 | BCC-LSC-IRR-1707 | 17.07 | EXTERNAL | Landscaping | EP-LSC-IRR | 211469 | 2800 | m² | 75.52 | 20 | 0 | 0 | 0 | 0 | 0 | 0 | 0 | 0 | 0 | 0 | 0 | - | - | 211469 | 0 | 0 | 0 | 0 | 0 | 0 | NOT STARTED | 0 | Low | - | 1
1924 | 4 | Jan-2026 | BCC-LSC-IRR-1707 | 17.07 | EXTERNAL | Landscaping | EP-LSC-IRR | 211469 | 2800 | m² | 75.52 | 20 | 0 | 0 | 0 | 0 | 0 | 0 | 0 | 0 | 0 | 0 | 0 | - | - | 211469 | 0 | 0 | 0 | 0 | 0 | 0 | NOT STARTED | 0 | Low | - | 1
1925 | 5 | Feb-2026 | BCC-LSC-IRR-1707 | 17.07 | EXTERNAL | Landscaping | EP-LSC-IRR | 211469 | 2800 | m² | 75.52 | 20 | 0 | 0 | 0 | 0 | 0 | 0 | 0 | 0 | 0 | 0 | 0 | - | - | 211469 | 0 | 0 | 0 | 0 | 0 | 0 | NOT STARTED | 0 | Low | - | 1
1926 | 6 | Mar-2026 | BCC-LSC-IRR-1707 | 17.07 | EXTERNAL | Landscaping | EP-LSC-IRR | 211469 | 2800 | m² | 75.52 | 20 | 0 | 0 | 0 | 0 | 0 | 0 | 0 | 0 | 0 | 0 | 0 | - | - | 211469 | 0 | 0 | 0 | 0 | 0 | 0 | NOT STARTED | 0 | Low | - | 1
1927 | 7 | Apr-2026 | BCC-LSC-IRR-1707 | 17.07 | EXTERNAL | Landscaping | EP-LSC-IRR | 211469 | 2800 | m² | 75.52 | 20 | 0 | 0 | 0 | 0 | 0 | 0 | 0 | 0 | 0 | 0 | 0 | - | - | 211469 | 0 | 0 | 0 | 0 | 0 | 0 | NOT STARTED | 0 | Low | - | 1
1928 | 8 | May-2026 | BCC-LSC-IRR-1707 | 17.07 | EXTERNAL | Landscaping | EP-LSC-IRR | 211469 | 2800 | m² | 75.52 | 20 | 0 | 0 | 0 | 0 | 0 | 0 | 0 | 0 | 0 | 0 | 0 | - | - | 211469 | 0 | 0 | 0 | 0 | 0 | 0 | NOT STARTED | 0 | Low | - | 1
1929 | 9 | Jun-2026 | BCC-LSC-IRR-1707 | 17.07 | EXTERNAL | Landscaping | EP-LSC-IRR | 211469 | 2800 | m² | 75.52 | 20 | 0 | 0 | 0 | 0 | 0 | 0 | 0 | 0 | 0 | 0 | 0 | - | - | 211469 | 0 | 0 | 0 | 0 | 0 | 0 | NOT STARTED | 0 | Low | - | 1
1930 | 10 | Jul-2026 | BCC-LSC-IRR-1707 | 17.07 | EXTERNAL | Landscaping | EP-LSC-IRR | 211469 | 2800 | m² | 75.52 | 20 | 0 | 0 | 0 | 0 | 0 | 0 | 0 | 0 | 0 | 0 | 0 | - | - | 211469 | 0 | 0 | 0 | 0 | 0 | 0 | NOT STARTED | 0 | Low | - | 1
1931 | 11 | Aug-2026 | BCC-LSC-IRR-1707 | 17.07 | EXTERNAL | Landscaping | EP-LSC-IRR | 211469 | 2800 | m² | 75.52 | 20 | 0 | 0 | 0 | 0 | 0 | 0 | 0 | 0 | 0 | 0 | 0 | - | - | 211469 | 0 | 0 | 0 | 0 | 0 | 0 | NOT STARTED | 0 | Low | - | 1
1932 | 12 | Sep-2026 | BCC-LSC-IRR-1707 | 17.07 | EXTERNAL | Landscaping | EP-LSC-IRR | 211469 | 2800 | m² | 75.52 | 20 | 0 | 0 | 0 | 0 | 0 | 0 | 0 | 0 | 0 | 0 | 0 | - | - | 211469 | 0 | 0 | 0 | 0 | 0 | 0 | NOT STARTED | 0 | Low | - | 1
1933 | 1 | Oct-2025 | BCC-LSC-IRR-1708 | 17.08 | EXTERNAL | Landscaping | EP-LSC-IRR | 267458 | 3800 | m² | 70.38 | 20 | 0 | 0 | 0 | 0 | 0 | 0 | 0 | 0 | 0 | 0 | 0 | - | - | 267458 | 0 | 0 | 0 | 0 | 0 | 0 | NOT STARTED | 0 | Low | - | 1
1934 | 2 | Nov-2025 | BCC-LSC-IRR-1708 | 17.08 | EXTERNAL | Landscaping | EP-LSC-IRR | 267458 | 3800 | m² | 70.38 | 20 | 0 | 0 | 0 | 0 | 0 | 0 | 0 | 0 | 0 | 0 | 0 | - | - | 267458 | 0 | 0 | 0 | 0 | 0 | 0 | NOT STARTED | 0 | Low | - | 1
1935 | 3 | Dec-2025 | BCC-LSC-IRR-1708 | 17.08 | EXTERNAL | Landscaping | EP-LSC-IRR | 267458 | 3800 | m² | 70.38 | 20 | 0 | 0 | 0 | 0 | 0 | 0 | 0 | 0 | 0 | 0 | 0 | - | - | 267458 | 0 | 0 | 0 | 0 | 0 | 0 | NOT STARTED | 0 | Low | - | 1
1936 | 4 | Jan-2026 | BCC-LSC-IRR-1708 | 17.08 | EXTERNAL | Landscaping | EP-LSC-IRR | 267458 | 3800 | m² | 70.38 | 20 | 0 | 0 | 0 | 0 | 0 | 0 | 0 | 0 | 0 | 0 | 0 | - | - | 267458 | 0 | 0 | 0 | 0 | 0 | 0 | NOT STARTED | 0 | Low | - | 1
1937 | 5 | Feb-2026 | BCC-LSC-IRR-1708 | 17.08 | EXTERNAL | Landscaping | EP-LSC-IRR | 267458 | 3800 | m² | 70.38 | 20 | 0 | 0 | 0 | 0 | 0 | 0 | 0 | 0 | 0 | 0 | 0 | - | - | 267458 | 0 | 0 | 0 | 0 | 0 | 0 | NOT STARTED | 0 | Low | - | 1
1938 | 6 | Mar-2026 | BCC-LSC-IRR-1708 | 17.08 | EXTERNAL | Landscaping | EP-LSC-IRR | 267458 | 3800 | m² | 70.38 | 20 | 0 | 0 | 0 | 0 | 0 | 0 | 0 | 0 | 0 | 0 | 0 | - | - | 267458 | 0 | 0 | 0 | 0 | 0 | 0 | NOT STARTED | 0 | Low | - | 1
1939 | 7 | Apr-2026 | BCC-LSC-IRR-1708 | 17.08 | EXTERNAL | Landscaping | EP-LSC-IRR | 267458 | 3800 | m² | 70.38 | 20 | 0 | 0 | 0 | 0 | 0 | 0 | 0 | 0 | 0 | 0 | 0 | - | - | 267458 | 0 | 0 | 0 | 0 | 0 | 0 | NOT STARTED | 0 | Low | - | 1
1940 | 8 | May-2026 | BCC-LSC-IRR-1708 | 17.08 | EXTERNAL | Landscaping | EP-LSC-IRR | 267458 | 3800 | m² | 70.38 | 20 | 0 | 0 | 0 | 0 | 0 | 0 | 0 | 0 | 0 | 0 | 0 | - | - | 267458 | 0 | 0 | 0 | 0 | 0 | 0 | NOT STARTED | 0 | Low | - | 1
1941 | 9 | Jun-2026 | BCC-LSC-IRR-1708 | 17.08 | EXTERNAL | Landscaping | EP-LSC-IRR | 267458 | 3800 | m² | 70.38 | 20 | 0 | 0 | 0 | 0 | 0 | 0 | 0 | 0 | 0 | 0 | 0 | - | - | 267458 | 0 | 0 | 0 | 0 | 0 | 0 | NOT STARTED | 0 | Low | - | 1
1942 | 10 | Jul-2026 | BCC-LSC-IRR-1708 | 17.08 | EXTERNAL | Landscaping | EP-LSC-IRR | 267458 | 3800 | m² | 70.38 | 20 | 0 | 0 | 0 | 0 | 0 | 0 | 0 | 0 | 0 | 0 | 0 | - | - | 267458 | 0 | 0 | 0 | 0 | 0 | 0 | NOT STARTED | 0 | Low | - | 1
1943 | 11 | Aug-2026 | BCC-LSC-IRR-1708 | 17.08 | EXTERNAL | Landscaping | EP-LSC-IRR | 267458 | 3800 | m² | 70.38 | 20 | 0 | 0 | 0 | 0 | 0 | 0 | 0 | 0 | 0 | 0 | 0 | - | - | 267458 | 0 | 0 | 0 | 0 | 0 | 0 | NOT STARTED | 0 | Low | - | 1
1944 | 12 | Sep-2026 | BCC-LSC-IRR-1708 | 17.08 | EXTERNAL | Landscaping | EP-LSC-IRR | 267458 | 3800 | m² | 70.38 | 20 | 0 | 0 | 0 | 0 | 0 | 0 | 0 | 0 | 0 | 0 | 0 | - | - | 267458 | 0 | 0 | 0 | 0 | 0 | 0 | NOT STARTED | 0 | Low | - | 1
1945 | 1 | Oct-2025 | BCC-LSC-HARD-1709 | 17.09 | EXTERNAL | Landscaping | EP-LSC-HARD | 1304696 | 2200 | m² | 593.04 | 20 | 0 | 0 | 0 | 0 | 0 | 0 | 0 | 0 | 0 | 0 | 0 | - | - | 1304696 | 0 | 0 | 0 | 0 | 0 | 0 | NOT STARTED | 0 | Low | - | 1
1946 | 2 | Nov-2025 | BCC-LSC-HARD-1709 | 17.09 | EXTERNAL | Landscaping | EP-LSC-HARD | 1304696 | 2200 | m² | 593.04 | 20 | 0 | 0 | 0 | 0 | 0 | 0 | 0 | 0 | 0 | 0 | 0 | - | - | 1304696 | 0 | 0 | 0 | 0 | 0 | 0 | NOT STARTED | 0 | Low | - | 1
1947 | 3 | Dec-2025 | BCC-LSC-HARD-1709 | 17.09 | EXTERNAL | Landscaping | EP-LSC-HARD | 1304696 | 2200 | m² | 593.04 | 20 | 0 | 0 | 0 | 0 | 0 | 0 | 0 | 0 | 0 | 0 | 0 | - | - | 1304696 | 0 | 0 | 0 | 0 | 0 | 0 | NOT STARTED | 0 | Low | - | 1
1948 | 4 | Jan-2026 | BCC-LSC-HARD-1709 | 17.09 | EXTERNAL | Landscaping | EP-LSC-HARD | 1304696 | 2200 | m² | 593.04 | 20 | 0 | 0 | 0 | 0 | 0 | 0 | 0 | 0 | 0 | 0 | 0 | - | - | 1304696 | 0 | 0 | 0 | 0 | 0 | 0 | NOT STARTED | 0 | Low | - | 1
1949 | 5 | Feb-2026 | BCC-LSC-HARD-1709 | 17.09 | EXTERNAL | Landscaping | EP-LSC-HARD | 1304696 | 2200 | m² | 593.04 | 20 | 0 | 0 | 0 | 0 | 0 | 0 | 0 | 0 | 0 | 0 | 0 | - | - | 1304696 | 0 | 0 | 0 | 0 | 0 | 0 | NOT STARTED | 0 | Low | - | 1
1950 | 6 | Mar-2026 | BCC-LSC-HARD-1709 | 17.09 | EXTERNAL | Landscaping | EP-LSC-HARD | 1304696 | 2200 | m² | 593.04 | 20 | 0 | 0 | 0 | 0 | 0 | 0 | 0 | 0 | 0 | 0 | 0 | - | - | 1304696 | 0 | 0 | 0 | 0 | 0 | 0 | NOT STARTED | 0 | Low | - | 1
1951 | 7 | Apr-2026 | BCC-LSC-HARD-1709 | 17.09 | EXTERNAL | Landscaping | EP-LSC-HARD | 1304696 | 2200 | m² | 593.04 | 20 | 0 | 0 | 0 | 0 | 0 | 0 | 0 | 0 | 0 | 0 | 0 | - | - | 1304696 | 0 | 0 | 0 | 0 | 0 | 0 | NOT STARTED | 0 | Low | - | 1
1952 | 8 | May-2026 | BCC-LSC-HARD-1709 | 17.09 | EXTERNAL | Landscaping | EP-LSC-HARD | 1304696 | 2200 | m² | 593.04 | 20 | 0 | 0 | 0 | 0 | 0 | 0 | 0 | 0 | 0 | 0 | 0 | - | - | 1304696 | 0 | 0 | 0 | 0 | 0 | 0 | NOT STARTED | 0 | Low | - | 1
1953 | 9 | Jun-2026 | BCC-LSC-HARD-1709 | 17.09 | EXTERNAL | Landscaping | EP-LSC-HARD | 1304696 | 2200 | m² | 593.04 | 20 | 0 | 0 | 0 | 0 | 0 | 0 | 0 | 0 | 0 | 0 | 0 | - | - | 1304696 | 0 | 0 | 0 | 0 | 0 | 0 | NOT STARTED | 0 | Low | - | 1
1954 | 10 | Jul-2026 | BCC-LSC-HARD-1709 | 17.09 | EXTERNAL | Landscaping | EP-LSC-HARD | 1304696 | 2200 | m² | 593.04 | 20 | 0 | 0 | 0 | 0 | 0 | 0 | 0 | 0 | 0 | 0 | 0 | - | - | 1304696 | 0 | 0 | 0 | 0 | 0 | 0 | NOT STARTED | 0 | Low | - | 1
1955 | 11 | Aug-2026 | BCC-LSC-HARD-1709 | 17.09 | EXTERNAL | Landscaping | EP-LSC-HARD | 1304696 | 2200 | m² | 593.04 | 20 | 0 | 0 | 0 | 0 | 0 | 0 | 0 | 0 | 0 | 0 | 0 | - | - | 1304696 | 0 | 0 | 0 | 0 | 0 | 0 | NOT STARTED | 0 | Low | - | 1
1956 | 12 | Sep-2026 | BCC-LSC-HARD-1709 | 17.09 | EXTERNAL | Landscaping | EP-LSC-HARD | 1304696 | 2200 | m² | 593.04 | 20 | 1 | 22 | 1304696 | 1 | 22 | 22 | 1304696 | 13591 | 13591 | 1291105 | 0 | 95.9971 | 1 | 13591 | 1291105 | 1.04 | 2538 | 9004 | 2049 | 0 | GREEN | 4.17 | Low | 0.96 | 1.0417
1957 | 1 | Oct-2025 | BCC-LSC-HARD-1710 | 17.10 | EXTERNAL | Landscaping | EP-LSC-HARD | 426363 | 680 | m² | 627 | 20 | 0 | 0 | 0 | 0 | 0 | 0 | 0 | 0 | 0 | 0 | 0 | - | - | 426363 | 0 | 0 | 0 | 0 | 0 | 0 | NOT STARTED | 0 | Low | - | 1
1958 | 2 | Nov-2025 | BCC-LSC-HARD-1710 | 17.10 | EXTERNAL | Landscaping | EP-LSC-HARD | 426363 | 680 | m² | 627 | 20 | 0 | 0 | 0 | 0 | 0 | 0 | 0 | 0 | 0 | 0 | 0 | - | - | 426363 | 0 | 0 | 0 | 0 | 0 | 0 | NOT STARTED | 0 | Low | - | 1
1959 | 3 | Dec-2025 | BCC-LSC-HARD-1710 | 17.10 | EXTERNAL | Landscaping | EP-LSC-HARD | 426363 | 680 | m² | 627 | 20 | 0 | 0 | 0 | 0 | 0 | 0 | 0 | 0 | 0 | 0 | 0 | - | - | 426363 | 0 | 0 | 0 | 0 | 0 | 0 | NOT STARTED | 0 | Low | - | 1
1960 | 4 | Jan-2026 | BCC-LSC-HARD-1710 | 17.10 | EXTERNAL | Landscaping | EP-LSC-HARD | 426363 | 680 | m² | 627 | 20 | 0 | 0 | 0 | 0 | 0 | 0 | 0 | 0 | 0 | 0 | 0 | - | - | 426363 | 0 | 0 | 0 | 0 | 0 | 0 | NOT STARTED | 0 | Low | - | 1
1961 | 5 | Feb-2026 | BCC-LSC-HARD-1710 | 17.10 | EXTERNAL | Landscaping | EP-LSC-HARD | 426363 | 680 | m² | 627 | 20 | 0 | 0 | 0 | 0 | 0 | 0 | 0 | 0 | 0 | 0 | 0 | - | - | 426363 | 0 | 0 | 0 | 0 | 0 | 0 | NOT STARTED | 0 | Low | - | 1
1962 | 6 | Mar-2026 | BCC-LSC-HARD-1710 | 17.10 | EXTERNAL | Landscaping | EP-LSC-HARD | 426363 | 680 | m² | 627 | 20 | 0 | 0 | 0 | 0 | 0 | 0 | 0 | 0 | 0 | 0 | 0 | - | - | 426363 | 0 | 0 | 0 | 0 | 0 | 0 | NOT STARTED | 0 | Low | - | 1
1963 | 7 | Apr-2026 | BCC-LSC-HARD-1710 | 17.10 | EXTERNAL | Landscaping | EP-LSC-HARD | 426363 | 680 | m² | 627 | 20 | 0 | 0 | 0 | 0 | 0 | 0 | 0 | 0 | 0 | 0 | 0 | - | - | 426363 | 0 | 0 | 0 | 0 | 0 | 0 | NOT STARTED | 0 | Low | - | 1
1964 | 8 | May-2026 | BCC-LSC-HARD-1710 | 17.10 | EXTERNAL | Landscaping | EP-LSC-HARD | 426363 | 680 | m² | 627 | 20 | 0 | 0 | 0 | 0 | 0 | 0 | 0 | 0 | 0 | 0 | 0 | - | - | 426363 | 0 | 0 | 0 | 0 | 0 | 0 | NOT STARTED | 0 | Low | - | 1
1965 | 9 | Jun-2026 | BCC-LSC-HARD-1710 | 17.10 | EXTERNAL | Landscaping | EP-LSC-HARD | 426363 | 680 | m² | 627 | 20 | 0 | 0 | 0 | 0 | 0 | 0 | 0 | 0 | 0 | 0 | 0 | - | - | 426363 | 0 | 0 | 0 | 0 | 0 | 0 | NOT STARTED | 0 | Low | - | 1
1966 | 10 | Jul-2026 | BCC-LSC-HARD-1710 | 17.10 | EXTERNAL | Landscaping | EP-LSC-HARD | 426363 | 680 | m² | 627 | 20 | 0 | 0 | 0 | 0 | 0 | 0 | 0 | 0 | 0 | 0 | 0 | - | - | 426363 | 0 | 0 | 0 | 0 | 0 | 0 | NOT STARTED | 0 | Low | - | 1
1967 | 11 | Aug-2026 | BCC-LSC-HARD-1710 | 17.10 | EXTERNAL | Landscaping | EP-LSC-HARD | 426363 | 680 | m² | 627 | 20 | 0 | 0 | 0 | 0 | 0 | 0 | 0 | 0 | 0 | 0 | 0 | - | - | 426363 | 0 | 0 | 0 | 0 | 0 | 0 | NOT STARTED | 0 | Low | - | 1
1968 | 12 | Sep-2026 | BCC-LSC-HARD-1710 | 17.10 | EXTERNAL | Landscaping | EP-LSC-HARD | 426363 | 680 | m² | 627 | 20 | 0 | 0 | 0 | 0 | 0 | 0 | 0 | 0 | 0 | 0 | 0 | - | - | 426363 | 0 | 0 | 0 | 0 | 0 | 0 | NOT STARTED | 0 | Low | - | 1
1969 | 1 | Oct-2025 | BCC-LSC-HARD-1711 | 17.11 | EXTERNAL | Landscaping | EP-LSC-HARD | 168017 | 480 | m² | 350.04 | 20 | 0 | 0 | 0 | 0 | 0 | 0 | 0 | 0 | 0 | 0 | 0 | - | - | 168017 | 0 | 0 | 0 | 0 | 0 | 0 | NOT STARTED | 0 | Low | - | 1
1970 | 2 | Nov-2025 | BCC-LSC-HARD-1711 | 17.11 | EXTERNAL | Landscaping | EP-LSC-HARD | 168017 | 480 | m² | 350.04 | 20 | 0 | 0 | 0 | 0 | 0 | 0 | 0 | 0 | 0 | 0 | 0 | - | - | 168017 | 0 | 0 | 0 | 0 | 0 | 0 | NOT STARTED | 0 | Low | - | 1
1971 | 3 | Dec-2025 | BCC-LSC-HARD-1711 | 17.11 | EXTERNAL | Landscaping | EP-LSC-HARD | 168017 | 480 | m² | 350.04 | 20 | 0 | 0 | 0 | 0 | 0 | 0 | 0 | 0 | 0 | 0 | 0 | - | - | 168017 | 0 | 0 | 0 | 0 | 0 | 0 | NOT STARTED | 0 | Low | - | 1
1972 | 4 | Jan-2026 | BCC-LSC-HARD-1711 | 17.11 | EXTERNAL | Landscaping | EP-LSC-HARD | 168017 | 480 | m² | 350.04 | 20 | 0 | 0 | 0 | 0 | 0 | 0 | 0 | 0 | 0 | 0 | 0 | - | - | 168017 | 0 | 0 | 0 | 0 | 0 | 0 | NOT STARTED | 0 | Low | - | 1
1973 | 5 | Feb-2026 | BCC-LSC-HARD-1711 | 17.11 | EXTERNAL | Landscaping | EP-LSC-HARD | 168017 | 480 | m² | 350.04 | 20 | 0 | 0 | 0 | 0 | 0 | 0 | 0 | 0 | 0 | 0 | 0 | - | - | 168017 | 0 | 0 | 0 | 0 | 0 | 0 | NOT STARTED | 0 | Low | - | 1
1974 | 6 | Mar-2026 | BCC-LSC-HARD-1711 | 17.11 | EXTERNAL | Landscaping | EP-LSC-HARD | 168017 | 480 | m² | 350.04 | 20 | 0 | 0 | 0 | 0 | 0 | 0 | 0 | 0 | 0 | 0 | 0 | - | - | 168017 | 0 | 0 | 0 | 0 | 0 | 0 | NOT STARTED | 0 | Low | - | 1
1975 | 7 | Apr-2026 | BCC-LSC-HARD-1711 | 17.11 | EXTERNAL | Landscaping | EP-LSC-HARD | 168017 | 480 | m² | 350.04 | 20 | 0 | 0 | 0 | 0 | 0 | 0 | 0 | 0 | 0 | 0 | 0 | - | - | 168017 | 0 | 0 | 0 | 0 | 0 | 0 | NOT STARTED | 0 | Low | - | 1
1976 | 8 | May-2026 | BCC-LSC-HARD-1711 | 17.11 | EXTERNAL | Landscaping | EP-LSC-HARD | 168017 | 480 | m² | 350.04 | 20 | 0 | 0 | 0 | 0 | 0 | 0 | 0 | 0 | 0 | 0 | 0 | - | - | 168017 | 0 | 0 | 0 | 0 | 0 | 0 | NOT STARTED | 0 | Low | - | 1
1977 | 9 | Jun-2026 | BCC-LSC-HARD-1711 | 17.11 | EXTERNAL | Landscaping | EP-LSC-HARD | 168017 | 480 | m² | 350.04 | 20 | 0 | 0 | 0 | 0 | 0 | 0 | 0 | 0 | 0 | 0 | 0 | - | - | 168017 | 0 | 0 | 0 | 0 | 0 | 0 | NOT STARTED | 0 | Low | - | 1
1978 | 10 | Jul-2026 | BCC-LSC-HARD-1711 | 17.11 | EXTERNAL | Landscaping | EP-LSC-HARD | 168017 | 480 | m² | 350.04 | 20 | 0 | 0 | 0 | 0 | 0 | 0 | 0 | 0 | 0 | 0 | 0 | - | - | 168017 | 0 | 0 | 0 | 0 | 0 | 0 | NOT STARTED | 0 | Low | - | 1
1979 | 11 | Aug-2026 | BCC-LSC-HARD-1711 | 17.11 | EXTERNAL | Landscaping | EP-LSC-HARD | 168017 | 480 | m² | 350.04 | 20 | 0 | 0 | 0 | 0 | 0 | 0 | 0 | 0 | 0 | 0 | 0 | - | - | 168017 | 0 | 0 | 0 | 0 | 0 | 0 | NOT STARTED | 0 | Low | - | 1
1980 | 12 | Sep-2026 | BCC-LSC-HARD-1711 | 17.11 | EXTERNAL | Landscaping | EP-LSC-HARD | 168017 | 480 | m² | 350.04 | 20 | 0 | 0 | 0 | 0 | 0 | 0 | 0 | 0 | 0 | 0 | 0 | - | - | 168017 | 0 | 0 | 0 | 0 | 0 | 0 | NOT STARTED | 0 | Low | - | 1
1981 | 1 | Oct-2025 | BCC-LSC-FEAT-1712 | 17.12 | EXTERNAL | Landscaping | EP-LSC-FEAT | 200405 | 280 | lin.m | 715.73 | 20 | 0 | 0 | 0 | 0 | 0 | 0 | 0 | 0 | 0 | 0 | 0 | - | - | 200405 | 0 | 0 | 0 | 0 | 0 | 0 | NOT STARTED | 0 | Low | - | 1
1982 | 2 | Nov-2025 | BCC-LSC-FEAT-1712 | 17.12 | EXTERNAL | Landscaping | EP-LSC-FEAT | 200405 | 280 | lin.m | 715.73 | 20 | 0 | 0 | 0 | 0 | 0 | 0 | 0 | 0 | 0 | 0 | 0 | - | - | 200405 | 0 | 0 | 0 | 0 | 0 | 0 | NOT STARTED | 0 | Low | - | 1
1983 | 3 | Dec-2025 | BCC-LSC-FEAT-1712 | 17.12 | EXTERNAL | Landscaping | EP-LSC-FEAT | 200405 | 280 | lin.m | 715.73 | 20 | 0 | 0 | 0 | 0 | 0 | 0 | 0 | 0 | 0 | 0 | 0 | - | - | 200405 | 0 | 0 | 0 | 0 | 0 | 0 | NOT STARTED | 0 | Low | - | 1
1984 | 4 | Jan-2026 | BCC-LSC-FEAT-1712 | 17.12 | EXTERNAL | Landscaping | EP-LSC-FEAT | 200405 | 280 | lin.m | 715.73 | 20 | 0 | 0 | 0 | 0 | 0 | 0 | 0 | 0 | 0 | 0 | 0 | - | - | 200405 | 0 | 0 | 0 | 0 | 0 | 0 | NOT STARTED | 0 | Low | - | 1
1985 | 5 | Feb-2026 | BCC-LSC-FEAT-1712 | 17.12 | EXTERNAL | Landscaping | EP-LSC-FEAT | 200405 | 280 | lin.m | 715.73 | 20 | 0 | 0 | 0 | 0 | 0 | 0 | 0 | 0 | 0 | 0 | 0 | - | - | 200405 | 0 | 0 | 0 | 0 | 0 | 0 | NOT STARTED | 0 | Low | - | 1
1986 | 6 | Mar-2026 | BCC-LSC-FEAT-1712 | 17.12 | EXTERNAL | Landscaping | EP-LSC-FEAT | 200405 | 280 | lin.m | 715.73 | 20 | 0 | 0 | 0 | 0 | 0 | 0 | 0 | 0 | 0 | 0 | 0 | - | - | 200405 | 0 | 0 | 0 | 0 | 0 | 0 | NOT STARTED | 0 | Low | - | 1
1987 | 7 | Apr-2026 | BCC-LSC-FEAT-1712 | 17.12 | EXTERNAL | Landscaping | EP-LSC-FEAT | 200405 | 280 | lin.m | 715.73 | 20 | 0 | 0 | 0 | 0 | 0 | 0 | 0 | 0 | 0 | 0 | 0 | - | - | 200405 | 0 | 0 | 0 | 0 | 0 | 0 | NOT STARTED | 0 | Low | - | 1
1988 | 8 | May-2026 | BCC-LSC-FEAT-1712 | 17.12 | EXTERNAL | Landscaping | EP-LSC-FEAT | 200405 | 280 | lin.m | 715.73 | 20 | 0 | 0 | 0 | 0 | 0 | 0 | 0 | 0 | 0 | 0 | 0 | - | - | 200405 | 0 | 0 | 0 | 0 | 0 | 0 | NOT STARTED | 0 | Low | - | 1
1989 | 9 | Jun-2026 | BCC-LSC-FEAT-1712 | 17.12 | EXTERNAL | Landscaping | EP-LSC-FEAT | 200405 | 280 | lin.m | 715.73 | 20 | 0 | 0 | 0 | 0 | 0 | 0 | 0 | 0 | 0 | 0 | 0 | - | - | 200405 | 0 | 0 | 0 | 0 | 0 | 0 | NOT STARTED | 0 | Low | - | 1
1990 | 10 | Jul-2026 | BCC-LSC-FEAT-1712 | 17.12 | EXTERNAL | Landscaping | EP-LSC-FEAT | 200405 | 280 | lin.m | 715.73 | 20 | 0 | 0 | 0 | 0 | 0 | 0 | 0 | 0 | 0 | 0 | 0 | - | - | 200405 | 0 | 0 | 0 | 0 | 0 | 0 | NOT STARTED | 0 | Low | - | 1
1991 | 11 | Aug-2026 | BCC-LSC-FEAT-1712 | 17.12 | EXTERNAL | Landscaping | EP-LSC-FEAT | 200405 | 280 | lin.m | 715.73 | 20 | 1 | 0 | 200405 | 0 | 0 | 0 | 0 | 0 | 0 | 0 | -200405 | - | - | 200405 | 0 | 0 | 0 | 0 | 0 | 0 | NOT STARTED | 0 | Low | - | 1
1992 | 12 | Sep-2026 | BCC-LSC-FEAT-1712 | 17.12 | EXTERNAL | Landscaping | EP-LSC-FEAT | 200405 | 280 | lin.m | 715.73 | 20 | 1 | 2.8 | 200405 | 1 | 2.8 | 2.8 | 200405 | 2087 | 2087 | 198318 | 0 | 96.0254 | 1 | 2087 | 198318 | 1.04 | 447 | 1320 | 320 | 0 | GREEN | 4.17 | Low | 0.96 | 1.0417
1993 | 1 | Oct-2025 | BCC-IND-SITE-1801 | 18.01 | SITE-WIDE | Indirect / Prelimi | EP-IND-SITE | 2126128 | 26 | month | 81774.15 | 20 | 0 | 0 | 0 | 0 | 0 | 0 | 0 | 0 | 0 | 0 | 0 | - | - | 2126128 | 0 | 0 | 0 | 0 | 0 | 0 | NOT STARTED | 0 | Low | - | 1
1994 | 2 | Nov-2025 | BCC-IND-SITE-1801 | 18.01 | SITE-WIDE | Indirect / Prelimi | EP-IND-SITE | 2126128 | 26 | month | 81774.15 | 20 | 1.25 | 0.3256 | 26577 | 1.25 | 0.3256 | 0.3256 | 26577 | 27675 | 27675 | -1098 | 0 | 0.9603 | 1 | 2214024 | -87896 | 1.3 | 5691 | 17729 | 4255 | 0 | GREEN | 3.95 | Low | 0.962 | 1.0395
1995 | 3 | Dec-2025 | BCC-IND-SITE-1801 | 18.01 | SITE-WIDE | Indirect / Prelimi | EP-IND-SITE | 2126128 | 26 | month | 81774.15 | 20 | 3.85 | 1.0021 | 81856 | 3.85 | 1.0021 | 1.0021 | 81856 | 85269 | 85269 | -3413 | 0 | 0.96 | 1 | 2214719 | -88591 | 4.01 | 17298 | 55053 | 12918 | 0 | GREEN | 4.06 | Low | 0.961 | 1.0406
1996 | 4 | Jan-2026 | BCC-IND-SITE-1801 | 18.01 | SITE-WIDE | Indirect / Prelimi | EP-IND-SITE | 2126128 | 26 | month | 81774.15 | 20 | 8.87 | 2.3059 | 188588 | 8.87 | 2.3059 | 2.3059 | 188588 | 196410 | 196410 | -7822 | 0 | 0.9602 | 1 | 2214260 | -88132 | 9.24 | 38832 | 128899 | 28678 | 0 | GREEN | 4.17 | Low | 0.96 | 1.0417
1997 | 5 | Feb-2026 | BCC-IND-SITE-1801 | 18.01 | SITE-WIDE | Indirect / Prelimi | EP-IND-SITE | 2126128 | 26 | month | 81774.15 | 20 | 17.27 | 4.4895 | 367182 | 17.27 | 4.4895 | 4.4895 | 367182 | 382806 | 382806 | -15624 | 0 | 0.9592 | 1 | 2216570 | -90442 | 18 | 75550 | 249254 | 58002 | 0 | GREEN | 4.28 | Low | 0.959 | 1.0427
1998 | 6 | Mar-2026 | BCC-IND-SITE-1801 | 18.01 | SITE-WIDE | Indirect / Prelimi | EP-IND-SITE | 2126128 | 26 | month | 81774.15 | 20 | 28.5 | 7.41 | 605946 | 28.5 | 7.41 | 7.41 | 605946 | 632485 | 632485 | -26539 | 0 | 0.958 | 1 | 2219314 | -93186 | 29.75 | 129502 | 409887 | 93095 | 0 | GREEN | 4.38 | Low | 0.958 | 1.0438
1999 | 7 | Apr-2026 | BCC-IND-SITE-1801 | 18.01 | SITE-WIDE | Indirect / Prelimi | EP-IND-SITE | 2126128 | 26 | month | 81774.15 | 20 | 39.73 | 10.3305 | 844711 | 39.73 | 10.3305 | 10.3305 | 844711 | 882686 | 882686 | -37975 | 0 | 0.957 | 1 | 2221680 | -95552 | 41.52 | 169093 | 579041 | 134552 | 0 | GREEN | 4.49 | Low | 0.957 | 1.0449
2000 | 8 | May-2026 | BCC-IND-SITE-1801 | 18.01 | SITE-WIDE | Indirect / Prelimi | EP-IND-SITE | 2126128 | 26 | month | 81774.15 | 20 | 48.13 | 12.5141 | 1023305 | 48.13 | 12.5141 | 12.5141 | 1023305 | 1070384 | 1070384 | -47079 | 0 | 0.956 | 1 | 2223965 | -97837 | 50.34 | 216503 | 694466 | 159414 | 0 | GREEN | 4.6 | Low | 0.956 | 1.046
2001 | 9 | Jun-2026 | BCC-IND-SITE-1801 | 18.01 | SITE-WIDE | Indirect / Prelimi | EP-IND-SITE | 2126128 | 26 | month | 81774.15 | 20 | 53.15 | 13.8179 | 1130037 | 53.15 | 13.8179 | 13.8179 | 1130037 | 1183139 | 1183139 | -53102 | 0 | 0.9551 | 1 | 2226057 | -99929 | 55.65 | 263878 | 746723 | 172538 | 0 | GREEN | 4.71 | Low | 0.955 | 1.0471
2002 | 10 | Jul-2026 | BCC-IND-SITE-1801 | 18.01 | SITE-WIDE | Indirect / Prelimi | EP-IND-SITE | 2126128 | 26 | month | 81774.15 | 20 | 55.75 | 14.4944 | 1185316 | 55.75 | 14.4944 | 14.4944 | 1185316 | 1242366 | 1242366 | -57050 | 0 | 0.9541 | 1 | 2228439 | -102311 | 58.43 | 232165 | 819921 | 190280 | 0 | GREEN | 4.82 | Low | 0.954 | 1.0482
2003 | 11 | Aug-2026 | BCC-IND-SITE-1801 | 18.01 | SITE-WIDE | Indirect / Prelimi | EP-IND-SITE | 2126128 | 26 | month | 81774.15 | 20 | 57 | 14.82 | 1211893 | 57 | 14.82 | 14.82 | 1211893 | 1267518 | 1267518 | -55625 | 0 | 0.9561 | 1 | 2223731 | -97603 | 59.62 | 248405 | 828409 | 190705 | 0 | GREEN | 4.59 | Low | 0.9561 | 1.0459
2004 | 12 | Sep-2026 | BCC-IND-SITE-1801 | 18.01 | SITE-WIDE | Indirect / Prelimi | EP-IND-SITE | 2126128 | 26 | month | 81774.15 | 20 | 67 | 17.42 | 1424506 | 67 | 17.42 | 17.42 | 1424506 | 1509110 | 1509110 | -84604 | 0 | 0.9439 | 1 | 2252432 | -126304 | 70.98 | 284926 | 1003863 | 220321 | 0 | AMBER | 5.94 | Medium | 0.9439 | 1.0594
2005 | 1 | Oct-2025 | BCC-IND-SITE-1802 | 18.02 | SITE-WIDE | Indirect / Prelimi | EP-IND-SITE | 47041 | 480 | lin.m | 98 | 20 | 0 | 0 | 0 | 0 | 0 | 0 | 0 | 0 | 0 | 0 | 0 | - | - | 47041 | 0 | 0 | 0 | 0 | 0 | 0 | NOT STARTED | 0 | Low | - | 1
2006 | 2 | Nov-2025 | BCC-IND-SITE-1802 | 18.02 | SITE-WIDE | Indirect / Prelimi | EP-IND-SITE | 47041 | 480 | lin.m | 98 | 20 | 1.05 | 5.0618 | 494 | 1.05 | 5.0618 | 5.0618 | 494 | 529 | 529 | -35 | 0 | 0.9338 | 1 | 50376 | -3335 | 1.12 | 103 | 348 | 78 | 0 | AMBER | 6.61 | Medium | 0.938 | 1.0661
2007 | 3 | Dec-2025 | BCC-IND-SITE-1802 | 18.02 | SITE-WIDE | Indirect / Prelimi | EP-IND-SITE | 47041 | 480 | lin.m | 98 | 20 | 3.25 | 15.5794 | 1529 | 3.25 | 15.5794 | 15.5794 | 1529 | 1630 | 1630 | -101 | 0 | 0.938 | 1 | 50150 | -3109 | 3.47 | 358 | 1034 | 238 | 0 | AMBER | 6.7 | Medium | 0.9372 | 1.067
2008 | 4 | Jan-2026 | BCC-IND-SITE-1802 | 18.02 | SITE-WIDE | Indirect / Prelimi | EP-IND-SITE | 47041 | 480 | lin.m | 98 | 20 | 7.47 | 35.8485 | 3514 | 7.47 | 35.8485 | 35.8485 | 3514 | 3754 | 3754 | -240 | 0 | 0.9361 | 1 | 50252 | -3211 | 7.98 | 714 | 2470 | 570 | 0 | AMBER | 6.83 | Medium | 0.9361 | 1.0683
2009 | 5 | Feb-2026 | BCC-IND-SITE-1802 | 18.02 | SITE-WIDE | Indirect / Prelimi | EP-IND-SITE | 47041 | 480 | lin.m | 98 | 20 | 14.54 | 69.7966 | 6840 | 14.54 | 69.7966 | 69.7966 | 6840 | 7315 | 7315 | -475 | 0 | 0.9351 | 1 | 50306 | -3265 | 15.55 | 1340 | 4858 | 1117 | 0 | AMBER | 6.95 | Medium | 0.935 | 1.0695
2010 | 6 | Mar-2026 | BCC-IND-SITE-1802 | 18.02 | SITE-WIDE | Indirect / Prelimi | EP-IND-SITE | 47041 | 480 | lin.m | 98 | 20 | 24 | 115.2 | 11290 | 24 | 115.2 | 115.2 | 11290 | 12086 | 12086 | -796 | 0 | 0.9341 | 1 | 50359 | -3318 | 25.69 | 2199 | 8060 | 1827 | 0 | AMBER | 7.05 | Medium | 0.9341 | 1.0706
2011 | 7 | Apr-2026 | BCC-IND-SITE-1802 | 18.02 | SITE-WIDE | Indirect / Prelimi | EP-IND-SITE | 47041 | 480 | lin.m | 98 | 20 | 33.46 | 160.6034 | 15740 | 33.46 | 160.6034 | 160.6034 | 15740 | 16868 | 16868 | -1128 | 0 | 0.9331 | 1 | 50413 | -3372 | 35.86 | 3396 | 10922 | 2550 | 0 | AMBER | 7.17 | Medium | 0.9331 | 1.0717
2012 | 8 | May-2026 | BCC-IND-SITE-1802 | 18.02 | SITE-WIDE | Indirect / Prelimi | EP-IND-SITE | 47041 | 480 | lin.m | 98 | 20 | 40.53 | 194.5515 | 19066 | 40.53 | 194.5515 | 194.5515 | 19066 | 20455 | 20455 | -1389 | 0 | 0.9321 | 1 | 50468 | -3427 | 43.48 | 4030 | 13372 | 3053 | 0 | AMBER | 7.28 | Medium | 0.9321 | 1.0728
2013 | 9 | Jun-2026 | BCC-IND-SITE-1802 | 18.02 | SITE-WIDE | Indirect / Prelimi | EP-IND-SITE | 47041 | 480 | lin.m | 98 | 20 | 44.75 | 214.8206 | 21051 | 44.75 | 214.8206 | 214.8206 | 21051 | 22611 | 22611 | -1560 | 0 | 0.931 | 1 | 50527 | -3486 | 48.07 | 4501 | 14656 | 3454 | 0 | AMBER | 7.4 | Medium | 0.9311 | 1.074
2014 | 10 | Jul-2026 | BCC-IND-SITE-1802 | 18.02 | SITE-WIDE | Indirect / Prelimi | EP-IND-SITE | 47041 | 480 | lin.m | 98 | 20 | 46.95 | 225.3382 | 22086 | 46.95 | 225.3382 | 225.3382 | 22086 | 23744 | 23744 | -1658 | 0 | 0.9302 | 1 | 50572 | -3531 | 50.47 | 4334 | 15837 | 3572 | 0 | AMBER | 7.52 | Medium | 0.9301 | 1.0752
2015 | 11 | Aug-2026 | BCC-IND-SITE-1802 | 18.02 | SITE-WIDE | Indirect / Prelimi | EP-IND-SITE | 47041 | 480 | lin.m | 98 | 20 | 48 | 230.4 | 22580 | 48 | 230.4 | 230.4 | 22580 | 23937 | 23937 | -1357 | 0 | 0.9433 | 1 | 49869 | -2828 | 50.89 | 5011 | 15369 | 3556 | 0 | AMBER | 6.01 | Medium | 0.9433 | 1.0601
2016 | 12 | Sep-2026 | BCC-IND-SITE-1802 | 18.02 | SITE-WIDE | Indirect / Prelimi | EP-IND-SITE | 47041 | 480 | lin.m | 98 | 20 | 54 | 259.2 | 25402 | 54 | 259.2 | 259.2 | 25402 | 26545 | 26545 | -1143 | 0 | 0.9569 | 1 | 49159 | -2118 | 56.43 | 5724 | 16758 | 4062 | 0 | GREEN | 4.49 | Low | 0.957 | 1.045
2017 | 1 | Oct-2025 | BCC-IND-SITE-1803 | 18.03 | SITE-WIDE | Indirect / Prelimi | EP-IND-SITE | 5083108 | 1 | lump | 5083108 | 20 | 0 | 0 | 0 | 0 | 0 | 0 | 0 | 0 | 0 | 0 | 0 | - | - | 5083108 | 0 | 0 | 0 | 0 | 0 | 0 | NOT STARTED | 0 | Low | - | 1
2018 | 2 | Nov-2025 | BCC-IND-SITE-1803 | 18.03 | SITE-WIDE | Indirect / Prelimi | EP-IND-SITE | 5083108 | 1 | lump | 5083108 | 20 | 1.1 | 0.011 | 55914 | 1.1 | 0.011 | 0.011 | 55914 | 58480 | 58480 | -2566 | 0 | 0.9561 | 1 | 5316501 | -233393 | 1.15 | 12479 | 37485 | 8516 | 0 | GREEN | 4.73 | Low | 0.9548 | 1.0473
2019 | 3 | Dec-2025 | BCC-IND-SITE-1803 | 18.03 | SITE-WIDE | Indirect / Prelimi | EP-IND-SITE | 5083108 | 1 | lump | 5083108 | 20 | 3.38 | 0.0338 | 171809 | 3.38 | 0.0338 | 0.0338 | 171809 | 180178 | 180178 | -8369 | 0 | 0.9536 | 1 | 5330450 | -247342 | 3.54 | 33781 | 118859 | 27538 | 0 | GREEN | 4.84 | Low | 0.9538 | 1.0484
2020 | 4 | Jan-2026 | BCC-IND-SITE-1803 | 18.03 | SITE-WIDE | Indirect / Prelimi | EP-IND-SITE | 5083108 | 1 | lump | 5083108 | 20 | 7.78 | 0.0778 | 395466 | 7.78 | 0.0778 | 0.0778 | 395466 | 415029 | 415029 | -19563 | 0 | 0.9529 | 1 | 5334372 | -251264 | 8.16 | 74751 | 276595 | 63682 | 0 | GREEN | 4.95 | Low | 0.9528 | 1.0495
2021 | 5 | Feb-2026 | BCC-IND-SITE-1803 | 18.03 | SITE-WIDE | Indirect / Prelimi | EP-IND-SITE | 5083108 | 1 | lump | 5083108 | 20 | 15.15 | 0.1515 | 770091 | 15.15 | 0.1515 | 0.1515 | 770091 | 808906 | 808906 | -38815 | 0 | 0.952 | 1 | 5339386 | -256278 | 15.91 | 159734 | 524753 | 124419 | 0 | GREEN | 5.06 | Low | 0.9518 | 1.0506
2022 | 6 | Mar-2026 | BCC-IND-SITE-1803 | 18.03 | SITE-WIDE | Indirect / Prelimi | EP-IND-SITE | 5083108 | 1 | lump | 5083108 | 20 | 25 | 0.25 | 1270777 | 25 | 0.25 | 0.25 | 1270777 | 1336512 | 1336512 | -65735 | 0 | 0.9508 | 1 | 5346115 | -263007 | 26.29 | 286728 | 852922 | 196862 | 0 | GREEN | 5.17 | Low | 0.9508 | 1.0517
2023 | 7 | Apr-2026 | BCC-IND-SITE-1803 | 18.03 | SITE-WIDE | Indirect / Prelimi | EP-IND-SITE | 5083108 | 1 | lump | 5083108 | 20 | 34.85 | 0.3485 | 1771463 | 34.85 | 0.3485 | 0.3485 | 1771463 | 1865229 | 1865229 | -93766 | 0 | 0.9497 | 1 | 5352272 | -269164 | 36.69 | 363783 | 1224989 | 276457 | 0 | AMBER | 5.29 | Medium | 0.9498 | 1.0528
2024 | 8 | May-2026 | BCC-IND-SITE-1803 | 18.03 | SITE-WIDE | Indirect / Prelimi | EP-IND-SITE | 5083108 | 1 | lump | 5083108 | 20 | 42.22 | 0.4222 | 2146088 | 42.22 | 0.4222 | 0.4222 | 2146088 | 2261879 | 2261879 | -115791 | 0 | 0.9488 | 1 | 5357389 | -274281 | 44.5 | 460554 | 1471882 | 329442 | 0 | AMBER | 5.4 | Medium | 0.9488 | 1.054
2025 | 9 | Jun-2026 | BCC-IND-SITE-1803 | 18.03 | SITE-WIDE | Indirect / Prelimi | EP-IND-SITE | 5083108 | 1 | lump | 5083108 | 20 | 46.62 | 0.4662 | 2369745 | 46.62 | 0.4662 | 0.4662 | 2369745 | 2500166 | 2500166 | -130421 | 0 | 0.9478 | 1 | 5362967 | -279859 | 49.19 | 535209 | 1584053 | 380904 | 0 | AMBER | 5.51 | Medium | 0.9478 | 1.0551
2026 | 10 | Jul-2026 | BCC-IND-SITE-1803 | 18.03 | SITE-WIDE | Indirect / Prelimi | EP-IND-SITE | 5083108 | 1 | lump | 5083108 | 20 | 48.9 | 0.489 | 2485640 | 48.9 | 0.489 | 0.489 | 2485640 | 2625343 | 2625343 | -139703 | 0 | 0.9468 | 1 | 5368761 | -285653 | 51.65 | 501062 | 1720490 | 403790 | 0 | AMBER | 5.62 | Medium | 0.9468 | 1.0562
2027 | 11 | Aug-2026 | BCC-IND-SITE-1803 | 18.03 | SITE-WIDE | Indirect / Prelimi | EP-IND-SITE | 5083108 | 1 | lump | 5083108 | 20 | 50 | 0.5 | 2541554 | 50 | 0.5 | 0.5 | 2541554 | 2718707 | 2718707 | -177153 | 0 | 0.9348 | 1 | 5437528 | -354420 | 53.49 | 534122 | 1787075 | 397510 | 0 | AMBER | 6.97 | Medium | 0.9348 | 1.0697
2028 | 12 | Sep-2026 | BCC-IND-SITE-1803 | 18.03 | SITE-WIDE | Indirect / Prelimi | EP-IND-SITE | 5083108 | 1 | lump | 5083108 | 20 | 68 | 0.68 | 3456513 | 68 | 0.68 | 0.68 | 3456513 | 3651219 | 3651219 | -194706 | 0 | 0.9467 | 1 | 5369393 | -286285 | 71.83 | 743906 | 2371210 | 536103 | 0 | AMBER | 5.63 | Medium | 0.9467 | 1.0563
2029 | 1 | Oct-2025 | BCC-IND-SAF-1804 | 18.04 | SITE-WIDE | Indirect / Prelimi | EP-IND-SAF | 964660 | 24 | month | 40194.17 | 20 | 0 | 0 | 0 | 0 | 0 | 0 | 0 | 0 | 0 | 0 | 0 | - | - | 964660 | 0 | 0 | 0 | 0 | 0 | 0 | NOT STARTED | 0 | Low | - | 1
2030 | 2 | Nov-2025 | BCC-IND-SAF-1804 | 18.04 | SITE-WIDE | Indirect / Prelimi | EP-IND-SAF | 964660 | 24 | month | 40194.17 | 20 | 1.23 | 0.2953 | 11865 | 1.23 | 0.2953 | 0.2953 | 11865 | 12535 | 12535 | -670 | 0 | 0.9465 | 1 | 1019186 | -54526 | 1.3 | 2353 | 8343 | 1839 | 0 | AMBER | 5.62 | Medium | 0.9468 | 1.0562
2031 | 3 | Dec-2025 | BCC-IND-SAF-1804 | 18.04 | SITE-WIDE | Indirect / Prelimi | EP-IND-SAF | 964660 | 24 | month | 40194.17 | 20 | 3.79 | 0.9088 | 36561 | 3.79 | 0.9088 | 0.9088 | 36561 | 38622 | 38622 | -2061 | 0 | 0.9466 | 1 | 1019077 | -54417 | 4 | 7278 | 25441 | 5902 | 0 | AMBER | 5.73 | Medium | 0.9458 | 1.0573
2032 | 4 | Jan-2026 | BCC-IND-SAF-1804 | 18.04 | SITE-WIDE | Indirect / Prelimi | EP-IND-SAF | 964660 | 24 | month | 40194.17 | 20 | 8.71 | 2.0912 | 84022 | 8.71 | 2.0912 | 2.0912 | 84022 | 88963 | 88963 | -4941 | 0 | 0.9445 | 1 | 1021348 | -56688 | 9.22 | 17455 | 58248 | 13260 | 0 | AMBER | 5.84 | Medium | 0.9448 | 1.0584
2033 | 5 | Feb-2026 | BCC-IND-SAF-1804 | 18.04 | SITE-WIDE | Indirect / Prelimi | EP-IND-SAF | 964660 | 24 | month | 40194.17 | 20 | 16.96 | 4.0715 | 163606 | 16.96 | 4.0715 | 4.0715 | 163606 | 173394 | 173394 | -9788 | 0 | 0.9436 | 1 | 1022328 | -57668 | 17.97 | 36853 | 111258 | 25284 | 0 | AMBER | 5.95 | Medium | 0.9438 | 1.0595
2034 | 6 | Mar-2026 | BCC-IND-SAF-1804 | 18.04 | SITE-WIDE | Indirect / Prelimi | EP-IND-SAF | 964660 | 24 | month | 40194.17 | 20 | 28 | 6.72 | 270105 | 28 | 6.72 | 6.72 | 270105 | 286492 | 286492 | -16387 | 0 | 0.9428 | 1 | 1023186 | -58526 | 29.7 | 56833 | 185621 | 44038 | 0 | AMBER | 6.07 | Medium | 0.9428 | 1.0607
2035 | 7 | Apr-2026 | BCC-IND-SAF-1804 | 18.04 | SITE-WIDE | Indirect / Prelimi | EP-IND-SAF | 964660 | 24 | month | 40194.17 | 20 | 39.04 | 9.3685 | 376603 | 39.04 | 9.3685 | 9.3685 | 376603 | 399830 | 399830 | -23227 | 0 | 0.9419 | 1 | 1024161 | -59501 | 41.45 | 75745 | 264209 | 59876 | 0 | AMBER | 6.18 | Medium | 0.9418 | 1.0618
2036 | 8 | May-2026 | BCC-IND-SAF-1804 | 18.04 | SITE-WIDE | Indirect / Prelimi | EP-IND-SAF | 964660 | 24 | month | 40194.17 | 20 | 47.29 | 11.3488 | 456188 | 47.29 | 11.3488 | 11.3488 | 456188 | 484860 | 484860 | -28672 | 0 | 0.9409 | 1 | 1025270 | -60610 | 50.26 | 98294 | 313691 | 72874 | 0 | AMBER | 6.29 | Medium | 0.9408 | 1.0629
2037 | 9 | Jun-2026 | BCC-IND-SAF-1804 | 18.04 | SITE-WIDE | Indirect / Prelimi | EP-IND-SAF | 964660 | 24 | month | 40194.17 | 20 | 52.21 | 12.5312 | 503649 | 52.21 | 12.5312 | 12.5312 | 503649 | 535945 | 535945 | -32296 | 0 | 0.9397 | 1 | 1026539 | -61879 | 55.56 | 115021 | 338279 | 82645 | 0 | AMBER | 6.41 | Medium | 0.9398 | 1.0641
2038 | 10 | Jul-2026 | BCC-IND-SAF-1804 | 18.04 | SITE-WIDE | Indirect / Prelimi | EP-IND-SAF | 964660 | 24 | month | 40194.17 | 20 | 54.77 | 13.1447 | 528344 | 54.77 | 13.1447 | 13.1447 | 528344 | 562783 | 562783 | -34439 | 0 | 0.9388 | 1 | 1027542 | -62882 | 58.34 | 113596 | 363264 | 85923 | 0 | AMBER | 6.52 | Medium | 0.9388 | 1.0652
2039 | 11 | Aug-2026 | BCC-IND-SAF-1804 | 18.04 | SITE-WIDE | Indirect / Prelimi | EP-IND-SAF | 964660 | 24 | month | 40194.17 | 20 | 62 | 13.44 | 598089 | 56 | 13.44 | 13.44 | 540210 | 572444 | 572444 | -32234 | -57879 | 0.9437 | 0.9032 | 1022216 | -57556 | 59.34 | 123298 | 364172 | 84974 | 0 | AMBER | 5.97 | Medium | 0.9437 | 1.0597
2040 | 12 | Sep-2026 | BCC-IND-SAF-1804 | 18.04 | SITE-WIDE | Indirect / Prelimi | EP-IND-SAF | 964660 | 24 | month | 40194.17 | 20 | 62 | 14.88 | 598089 | 62 | 14.88 | 14.88 | 598089 | 629105 | 629105 | -31016 | 0 | 0.9507 | 1 | 1014685 | -50025 | 65.22 | 123793 | 408937 | 96375 | 0 | GREEN | 5.19 | Low | 0.9507 | 1.0519
2041 | 1 | Oct-2025 | BCC-IND-QC-1805 | 18.05 | SITE-WIDE | Indirect / Prelimi | EP-IND-QC | 1010077 | 280 | set | 3607.42 | 20 | 0 | 0 | 0 | 0 | 0 | 0 | 0 | 0 | 0 | 0 | 0 | - | - | 1010077 | 0 | 0 | 0 | 0 | 0 | 0 | NOT STARTED | 0 | Low | - | 1
2042 | 2 | Nov-2025 | BCC-IND-QC-1805 | 18.05 | SITE-WIDE | Indirect / Prelimi | EP-IND-QC | 1010077 | 280 | set | 3607.42 | 20 | 1.05 | 2.9527 | 10606 | 1.05 | 2.9527 | 2.9527 | 10606 | 11247 | 11247 | -641 | 0 | 0.943 | 1 | 1071131 | -61054 | 1.11 | 2452 | 7121 | 1674 | 0 | AMBER | 5.59 | Medium | 0.9471 | 1.0559
2043 | 3 | Dec-2025 | BCC-IND-QC-1805 | 18.05 | SITE-WIDE | Indirect / Prelimi | EP-IND-QC | 1010077 | 280 | set | 3607.42 | 20 | 3.25 | 9.088 | 32828 | 3.25 | 9.088 | 9.088 | 32828 | 34654 | 34654 | -1826 | 0 | 0.9473 | 1 | 1066269 | -56192 | 3.43 | 6483 | 22869 | 5302 | 0 | AMBER | 5.71 | Medium | 0.946 | 1.0571
2044 | 4 | Jan-2026 | BCC-IND-QC-1805 | 18.05 | SITE-WIDE | Indirect / Prelimi | EP-IND-QC | 1010077 | 280 | set | 3607.42 | 20 | 7.47 | 20.9116 | 75453 | 7.47 | 20.9116 | 20.9116 | 75453 | 79823 | 79823 | -4370 | 0 | 0.9453 | 1 | 1068529 | -58452 | 7.9 | 15418 | 52636 | 11770 | 0 | AMBER | 5.82 | Medium | 0.945 | 1.0582
2045 | 5 | Feb-2026 | BCC-IND-QC-1805 | 18.05 | SITE-WIDE | Indirect / Prelimi | EP-IND-QC | 1010077 | 280 | set | 3607.42 | 20 | 14.54 | 40.7147 | 146865 | 14.54 | 40.7147 | 40.7147 | 146865 | 155581 | 155581 | -8716 | 0 | 0.944 | 1 | 1070000 | -59923 | 15.4 | 30366 | 101617 | 23598 | 0 | AMBER | 5.93 | Medium | 0.944 | 1.0593
2046 | 6 | Mar-2026 | BCC-IND-QC-1805 | 18.05 | SITE-WIDE | Indirect / Prelimi | EP-IND-QC | 1010077 | 280 | set | 3607.42 | 20 | 24 | 67.2 | 242418 | 24 | 67.2 | 67.2 | 242418 | 257058 | 257058 | -14640 | 0 | 0.943 | 1 | 1071118 | -61041 | 25.45 | 55698 | 163757 | 37603 | 0 | AMBER | 6.04 | Medium | 0.943 | 1.0604
2047 | 7 | Apr-2026 | BCC-IND-QC-1805 | 18.05 | SITE-WIDE | Indirect / Prelimi | EP-IND-QC | 1010077 | 280 | set | 3607.42 | 20 | 33.46 | 93.6853 | 337972 | 33.46 | 93.6853 | 93.6853 | 337972 | 358754 | 358754 | -20782 | 0 | 0.9421 | 1 | 1072166 | -62089 | 35.52 | 70243 | 234580 | 53930 | 0 | AMBER | 6.16 | Medium | 0.942 | 1.0616
2048 | 8 | May-2026 | BCC-IND-QC-1805 | 18.05 | SITE-WIDE | Indirect / Prelimi | EP-IND-QC | 1010077 | 280 | set | 3607.42 | 20 | 40.53 | 113.4884 | 409384 | 40.53 | 113.4884 | 113.4884 | 409384 | 435047 | 435047 | -25663 | 0 | 0.941 | 1 | 1073403 | -63326 | 43.07 | 83113 | 286210 | 65725 | 0 | AMBER | 6.27 | Medium | 0.941 | 1.0627
2049 | 9 | Jun-2026 | BCC-IND-QC-1805 | 18.05 | SITE-WIDE | Indirect / Prelimi | EP-IND-QC | 1010077 | 280 | set | 3607.42 | 20 | 44.75 | 125.312 | 452009 | 44.75 | 125.312 | 125.312 | 452009 | 480883 | 480883 | -28874 | 0 | 0.94 | 1 | 1074572 | -64495 | 47.61 | 104544 | 304380 | 71959 | 0 | AMBER | 6.38 | Medium | 0.94 | 1.0638
2050 | 10 | Jul-2026 | BCC-IND-QC-1805 | 18.05 | SITE-WIDE | Indirect / Prelimi | EP-IND-QC | 1010077 | 280 | set | 3607.42 | 20 | 46.95 | 131.4473 | 474231 | 46.95 | 131.4473 | 131.4473 | 474231 | 504964 | 504964 | -30733 | 0 | 0.9391 | 1 | 1075559 | -65482 | 49.99 | 105932 | 324306 | 74726 | 0 | AMBER | 6.5 | Medium | 0.939 | 1.0649
2051 | 11 | Aug-2026 | BCC-IND-QC-1805 | 18.05 | SITE-WIDE | Indirect / Prelimi | EP-IND-QC | 1010077 | 280 | set | 3607.42 | 20 | 63 | 134.4 | 636349 | 48 | 134.4 | 134.4 | 484837 | 509223 | 509223 | -24386 | -151512 | 0.9521 | 0.7619 | 1060888 | -50811 | 50.41 | 111940 | 321912 | 75371 | 0 | GREEN | 5.03 | Low | 0.9521 | 1.0503
2052 | 12 | Sep-2026 | BCC-IND-QC-1805 | 18.05 | SITE-WIDE | Indirect / Prelimi | EP-IND-QC | 1010077 | 280 | set | 3607.42 | 20 | 63 | 176.4 | 636349 | 63 | 176.4 | 176.4 | 636349 | 669582 | 669582 | -33233 | 0 | 0.9504 | 1 | 1062814 | -52737 | 66.29 | 127600 | 439762 | 102219 | 0 | GREEN | 5.22 | Low | 0.9504 | 1.0522
2053 | 1 | Oct-2025 | BCC-IND-QC-1806 | 18.06 | SITE-WIDE | Indirect / Prelimi | EP-IND-QC | 446751 | 180 | test | 2481.95 | 20 | 0 | 0 | 0 | 0 | 0 | 0 | 0 | 0 | 0 | 0 | 0 | - | - | 446751 | 0 | 0 | 0 | 0 | 0 | 0 | NOT STARTED | 0 | Low | - | 1
2054 | 2 | Nov-2025 | BCC-IND-QC-1806 | 18.06 | SITE-WIDE | Indirect / Prelimi | EP-IND-QC | 446751 | 180 | test | 2481.95 | 20 | 1.25 | 2.2541 | 5584 | 1.25 | 2.2541 | 2.2541 | 5584 | 5883 | 5883 | -299 | 0 | 0.9492 | 1 | 470661 | -23910 | 1.32 | 1191 | 3815 | 877 | 0 | GREEN | 5.16 | Low | 0.9509 | 1.0516
2055 | 3 | Dec-2025 | BCC-IND-QC-1806 | 18.06 | SITE-WIDE | Indirect / Prelimi | EP-IND-QC | 446751 | 180 | test | 2481.95 | 20 | 3.85 | 6.9377 | 17200 | 3.85 | 6.9377 | 6.9377 | 17200 | 18127 | 18127 | -927 | 0 | 0.9489 | 1 | 470810 | -24059 | 4.06 | 3350 | 12032 | 2746 | 0 | AMBER | 5.27 | Medium | 0.9499 | 1.0527
2056 | 4 | Jan-2026 | BCC-IND-QC-1806 | 18.06 | SITE-WIDE | Indirect / Prelimi | EP-IND-QC | 446751 | 180 | test | 2481.95 | 20 | 8.87 | 15.9638 | 39627 | 8.87 | 15.9638 | 15.9638 | 39627 | 41755 | 41755 | -2128 | 0 | 0.949 | 1 | 470758 | -24007 | 9.35 | 7896 | 27450 | 6409 | 0 | AMBER | 5.39 | Medium | 0.9489 | 1.0539
2057 | 5 | Feb-2026 | BCC-IND-QC-1806 | 18.06 | SITE-WIDE | Indirect / Prelimi | EP-IND-QC | 446751 | 180 | test | 2481.95 | 20 | 17.27 | 31.0813 | 77154 | 17.27 | 31.0813 | 31.0813 | 77154 | 81382 | 81382 | -4228 | 0 | 0.948 | 1 | 471252 | -24501 | 18.22 | 16902 | 52506 | 11975 | 0 | AMBER | 5.5 | Medium | 0.9479 | 1.055
2058 | 6 | Mar-2026 | BCC-IND-QC-1806 | 18.06 | SITE-WIDE | Indirect / Prelimi | EP-IND-QC | 446751 | 180 | test | 2481.95 | 20 | 28.5 | 51.3 | 127324 | 28.5 | 51.3 | 51.3 | 127324 | 134465 | 134465 | -7141 | 0 | 0.9469 | 1 | 471805 | -25054 | 30.1 | 25544 | 88442 | 20479 | 0 | AMBER | 5.61 | Medium | 0.9469 | 1.0561
2059 | 7 | Apr-2026 | BCC-IND-QC-1806 | 18.06 | SITE-WIDE | Indirect / Prelimi | EP-IND-QC | 446751 | 180 | test | 2481.95 | 20 | 39.73 | 71.5187 | 177494 | 39.73 | 71.5187 | 71.5187 | 177494 | 187658 | 187658 | -10164 | 0 | 0.9458 | 1 | 472345 | -25594 | 42.01 | 37760 | 121616 | 28282 | 0 | AMBER | 5.72 | Medium | 0.9459 | 1.0572
2060 | 8 | May-2026 | BCC-IND-QC-1806 | 18.06 | SITE-WIDE | Indirect / Prelimi | EP-IND-QC | 446751 | 180 | test | 2481.95 | 20 | 48.13 | 86.6362 | 215021 | 48.13 | 86.6362 | 86.6362 | 215021 | 227566 | 227566 | -12545 | 0 | 0.9449 | 1 | 472809 | -26058 | 50.94 | 46621 | 147361 | 33585 | 0 | AMBER | 5.83 | Medium | 0.9449 | 1.0583
2061 | 9 | Jun-2026 | BCC-IND-QC-1806 | 18.06 | SITE-WIDE | Indirect / Prelimi | EP-IND-QC | 446751 | 180 | test | 2481.95 | 20 | 53.15 | 95.6623 | 237448 | 53.15 | 95.6623 | 95.6623 | 237448 | 251541 | 251541 | -14093 | 0 | 0.944 | 1 | 473260 | -26509 | 56.3 | 53892 | 159226 | 38423 | 0 | AMBER | 5.94 | Medium | 0.9439 | 1.0594
2062 | 10 | Jul-2026 | BCC-IND-QC-1806 | 18.06 | SITE-WIDE | Indirect / Prelimi | EP-IND-QC | 446751 | 180 | test | 2481.95 | 20 | 55.75 | 100.3459 | 249064 | 55.75 | 100.3459 | 100.3459 | 249064 | 264137 | 264137 | -15073 | 0 | 0.9429 | 1 | 473796 | -27045 | 59.12 | 53268 | 170253 | 40616 | 0 | AMBER | 6.06 | Medium | 0.9429 | 1.0606
2063 | 11 | Aug-2026 | BCC-IND-QC-1806 | 18.06 | SITE-WIDE | Indirect / Prelimi | EP-IND-QC | 446751 | 180 | test | 2481.95 | 20 | 57 | 102.6 | 254648 | 57 | 102.6 | 102.6 | 254648 | 264886 | 264886 | -10238 | 0 | 0.9613 | 1 | 464723 | -17972 | 59.29 | 52783 | 171673 | 40430 | 0 | GREEN | 4.03 | Low | 0.9613 | 1.0402
2064 | 12 | Sep-2026 | BCC-IND-QC-1806 | 18.06 | SITE-WIDE | Indirect / Prelimi | EP-IND-QC | 446751 | 180 | test | 2481.95 | 20 | 56 | 100.8 | 250181 | 56 | 100.8 | 100.8 | 250181 | 262717 | 262717 | -12536 | 0 | 0.9523 | 1 | 469133 | -22382 | 58.81 | 49469 | 173490 | 39759 | 0 | GREEN | 5.01 | Low | 0.9523 | 1.0501
2065 | 1 | Oct-2025 | BCC-IND-QC-1807 | 18.07 | SITE-WIDE | Indirect / Prelimi | EP-IND-QC | 259317 | 85 | weld | 3050.79 | 20 | 0 | 0 | 0 | 0 | 0 | 0 | 0 | 0 | 0 | 0 | 0 | - | - | 259317 | 0 | 0 | 0 | 0 | 0 | 0 | NOT STARTED | 0 | Low | - | 1
2066 | 2 | Nov-2025 | BCC-IND-QC-1807 | 18.07 | SITE-WIDE | Indirect / Prelimi | EP-IND-QC | 259317 | 85 | weld | 3050.79 | 20 | 1.19 | 1.0084 | 3086 | 1.19 | 1.0084 | 1.0084 | 3086 | 3249 | 3249 | -163 | 0 | 0.9498 | 1 | 273023 | -13706 | 1.25 | 698 | 2075 | 475 | 0 | AMBER | 5.59 | Medium | 0.9471 | 1.0559
2067 | 3 | Dec-2025 | BCC-IND-QC-1807 | 18.07 | SITE-WIDE | Indirect / Prelimi | EP-IND-QC | 259317 | 85 | weld | 3050.79 | 20 | 3.65 | 3.1037 | 9465 | 3.65 | 3.1037 | 3.1037 | 9465 | 10008 | 10008 | -543 | 0 | 0.9457 | 1 | 274206 | -14889 | 3.86 | 2074 | 6475 | 1458 | 0 | AMBER | 5.7 | Medium | 0.9461 | 1.057
2068 | 4 | Jan-2026 | BCC-IND-QC-1807 | 18.07 | SITE-WIDE | Indirect / Prelimi | EP-IND-QC | 259317 | 85 | weld | 3050.79 | 20 | 8.4 | 7.1417 | 21783 | 8.4 | 7.1417 | 7.1417 | 21783 | 23053 | 23053 | -1270 | 0 | 0.9449 | 1 | 274438 | -15121 | 8.89 | 5030 | 14566 | 3457 | 0 | AMBER | 5.81 | Medium | 0.9451 | 1.0581
2069 | 5 | Feb-2026 | BCC-IND-QC-1807 | 18.07 | SITE-WIDE | Indirect / Prelimi | EP-IND-QC | 259317 | 85 | weld | 3050.79 | 20 | 16.36 | 13.9048 | 42424 | 16.36 | 13.9048 | 13.9048 | 42424 | 44930 | 44930 | -2506 | 0 | 0.9442 | 1 | 274641 | -15324 | 17.33 | 9702 | 28418 | 6810 | 0 | AMBER | 5.92 | Medium | 0.9441 | 1.0592
2070 | 6 | Mar-2026 | BCC-IND-QC-1807 | 18.07 | SITE-WIDE | Indirect / Prelimi | EP-IND-QC | 259317 | 85 | weld | 3050.79 | 20 | 27 | 22.95 | 70016 | 27 | 22.95 | 22.95 | 70016 | 74236 | 74236 | -4220 | 0 | 0.9432 | 1 | 274937 | -15620 | 28.63 | 14432 | 48378 | 11426 | 0 | AMBER | 6.03 | Medium | 0.9431 | 1.0603
2071 | 7 | Apr-2026 | BCC-IND-QC-1807 | 18.07 | SITE-WIDE | Indirect / Prelimi | EP-IND-QC | 259317 | 85 | weld | 3050.79 | 20 | 37.64 | 31.9952 | 97607 | 37.64 | 31.9952 | 31.9952 | 97607 | 103604 | 103604 | -5997 | 0 | 0.9421 | 1 | 275252 | -15935 | 39.95 | 20781 | 67296 | 15527 | 0 | AMBER | 6.15 | Medium | 0.9421 | 1.0614
2072 | 8 | May-2026 | BCC-IND-QC-1807 | 18.07 | SITE-WIDE | Indirect / Prelimi | EP-IND-QC | 259317 | 85 | weld | 3050.79 | 20 | 45.6 | 38.7583 | 118249 | 45.6 | 38.7583 | 38.7583 | 118249 | 125638 | 125638 | -7389 | 0 | 0.9412 | 1 | 275519 | -16202 | 48.45 | 25133 | 81580 | 18925 | 0 | AMBER | 6.26 | Medium | 0.9411 | 1.0626
2073 | 9 | Jun-2026 | BCC-IND-QC-1807 | 18.07 | SITE-WIDE | Indirect / Prelimi | EP-IND-QC | 259317 | 85 | weld | 3050.79 | 20 | 50.35 | 42.7963 | 130566 | 50.35 | 42.7963 | 42.7963 | 130566 | 138875 | 138875 | -8309 | 0 | 0.9402 | 1 | 275815 | -16498 | 53.55 | 29330 | 89141 | 20403 | 0 | AMBER | 6.37 | Medium | 0.9401 | 1.0637
2074 | 10 | Jul-2026 | BCC-IND-QC-1807 | 18.07 | SITE-WIDE | Indirect / Prelimi | EP-IND-QC | 259317 | 85 | weld | 3050.79 | 20 | 52.81 | 44.8916 | 136945 | 52.81 | 44.8916 | 44.8916 | 136945 | 145829 | 145829 | -8884 | 0 | 0.9391 | 1 | 276137 | -16820 | 56.24 | 26466 | 97578 | 21786 | 0 | AMBER | 6.48 | Medium | 0.9391 | 1.0648
2075 | 11 | Aug-2026 | BCC-IND-QC-1807 | 18.07 | SITE-WIDE | Indirect / Prelimi | EP-IND-QC | 259317 | 85 | weld | 3050.79 | 20 | 54 | 45.9 | 140031 | 54 | 45.9 | 45.9 | 140031 | 147892 | 147892 | -7861 | 0 | 0.9468 | 1 | 273881 | -14564 | 57.03 | 32203 | 93493 | 22196 | 0 | AMBER | 5.62 | Medium | 0.9468 | 1.0562
2076 | 12 | Sep-2026 | BCC-IND-QC-1807 | 18.07 | SITE-WIDE | Indirect / Prelimi | EP-IND-QC | 259317 | 85 | weld | 3050.79 | 20 | 64 | 54.4 | 165963 | 64 | 54.4 | 54.4 | 165963 | 176953 | 176953 | -10990 | 0 | 0.9379 | 1 | 276488 | -17171 | 68.24 | 33407 | 116350 | 27196 | 0 | AMBER | 6.62 | Medium | 0.9379 | 1.0662
MONTHLY PROJECT SUMMARY — Aggregate across all BCCs
Month | Period | Total BAC |  | PV |  | EV | AC_Cumul |  | CPI | SPI | EAC | VAC | CV | 🔴 RED | 🟡 AMB | 🟢 GRN
Oct-2025 | 1 | 224322886 |  | 0 |  | 0 | 0 |  | - | - | 224322886 | 0 | 0 | 0 | 0 | 0
Nov-2025 | 2 | 224322886 |  | 55551442 |  | 55551442 | 1426119 |  | 38.9529 | 1 | 5758826.744 | 218564059.256 | 54125323 | 0 | 45 | 60
Dec-2025 | 3 | 224322886 |  | 31441816 |  | 31441816 | 4393958 |  | 7.1557 | 1 | 31348868.0019 | 192974017.9981 | 27047858 | 0 | 47 | 58
Jan-2026 | 4 | 224322886 |  | 16236422 |  | 16236422 | 10121272 |  | 1.6042 | 1 | 139835792.9494 | 84487093.0506 | 6115150 | 0 | 49 | 56
Feb-2026 | 5 | 224322886 |  | 21824159 |  | 21824159 | 19726810 |  | 1.1063 | 1 | 202764970.2687 | 21557915.7313 | 2097349 | 0 | 49 | 56
Mar-2026 | 6 | 224322886 |  | 32966602 |  | 32966602 | 32593739 |  | 1.0114 | 1 | 221785721.1371 | 2537164.8629 | 372863 | 0 | 52 | 53
Apr-2026 | 7 | 224322886 |  | 43058885 |  | 43058885 | 45487919 |  | 0.9466 | 1 | 236977368.7408 | -12654482.7408 | -2429034 | 0 | 55 | 50
May-2026 | 8 | 224322886 |  | 52160135 |  | 52160135 | 55161520 |  | 0.94559 | 1 | 237230815.4982 | -12907929.4982 | -3001385 | 0 | 55 | 50
Jun-2026 | 9 | 224322886 |  | 57595769 |  | 57595769 | 60973096 |  | 0.94461 | 1 | 237476833.8118 | -13153947.8118 | -3377327 | 0 | 56 | 49
Jul-2026 | 10 | 224322886 |  | 60412443 |  | 60412443 | 64026289 |  | 0.94356 | 1 | 237741783.2341 | -13418897.2341 | -3613846 | 0 | 60 | 45
Aug-2026 | 11 | 224322886 |  | 70400372 |  | 61771352 | 64492608 |  | 0.95781 | 0.87743 | 234205136.9092 | -9882250.9092 | -2721256 | 0 | 31 | 74
Sep-2026 | 12 | 224322886 |  | 83282671 |  | 83282671 | 82880092 |  | 1.0049 | 1 | 223238534.5732 | 1084351.4268 | 402579 | 0 | 31 | 113
NOTES: (1) Periods 1-10 = Oct-2025 through Jul-2026; interpolated using S-curve toward Aug-2026 actuals. (2) Period 11 (Aug-2026) = EXACT figures from 8_PROGRESS_EV M8 columns. (3) Period 12 (Sep-2026) = EXACT figures from 8_PROGRESS_EV M9 columns. (4) AC_AED_Period (col 21) = cumulative AC at each period-end. (5) Resource split (cols 30-33) sums to AC_AED_Period per row. (6) CPI = EV÷AC. Alert: GREEN≥0.95 ¦ AMBER 0.90-0.95 ¦ RED<0.90 ¦ CRITICAL<0.85.